## Sheet1
Revit Category | baType | Revit Family | Revit Type | ElementCategory | ElementType
OST_CableTray |  | Cable Tray with Fittings | 75mm Galvanised Steel Perforated Cable Tray | Cable Tray and Fittings | Perforated Cable Tray
OST_CableTray |  | Cable Tray with Fittings | 100x100mm Galvanised Steel Cable Trunking | Cable Tray and Fittings | Trunking
OST_CableTray |  | Cable Tray with Fittings | 150mm Galvanised Steel Cable Basket | Cable Tray and Fittings | Cable Basket
OST_CableTray |  | Cable Tray with Fittings | 300x100mm Galvanised Steel Cable Trunking | Cable Tray and Fittings | Trunking
OST_CableTray |  | Cable Tray with Fittings | 1000mm GALVANISED STEEL HEAVY DUTY CABEL LADDER | Cable Tray and Fittings | Ladder Cable Tray
OST_CableTray |  | Cable Tray with Fittings | 100mm Galvanised ELV Steel Cable Basket | Cable Tray and Fittings | Cable Basket
OST_CableTray |  | Cable Tray with Fittings | 50mm Galvanised Steel Perforated Cable Tray (Fire Alarm) | Cable Tray and Fittings | Cable Tray Fire Alarm
OST_CableTray |  | Cable Tray with Fittings | Extra low voltage cable tray Low level | Cable Tray and Fittings | Cable Tray LV
OST_CableTray |  | Cable Tray with Fittings | Low voltage cable tray Low level | Cable Tray and Fittings | Cable Tray LV
OST_CableTray |  | Cable Tray with Fittings | 150mm Galvanised LV Steel Cable Tray | Cable Tray and Fittings | Cable Tray LV
OST_CableTray |  | Cable Tray with Fittings | 2-Compartment steel trunking | Cable Tray and Fittings | Trunking
OST_CableTray |  | Cable Tray with Fittings | Ladder Cable Tray | Cable Tray and Fittings | Ladder Cable Tray
OST_CableTrayFitting |  | EP_C_DB_TRAY_HorizontalBend | Standard | Cable Tray and Fittings | Cable Tray Fittings
OST_CableTrayFitting |  | EP_C_DB_TRAY_HorizontalCross | 300mm Radius | Cable Tray and Fittings | Cable Tray Fittings
OST_CableTrayFitting |  | EP_C_DB_TRAY_HorizontalTee | 300mm Radius | Cable Tray and Fittings | Cable Tray Fittings
OST_CableTrayFitting |  | EP_C_DB_TRAY_Reducer | Standard | Cable Tray and Fittings | Cable Tray Fittings
OST_CableTrayFitting |  | EP_C_DB_TRAY_VerticalInsideBend | Standard | Cable Tray and Fittings | Cable Tray Fittings
OST_CableTrayFitting |  | EP_C_DB_TRAY_VerticalOutsideBend | Standard | Cable Tray and Fittings | Cable Tray Fittings
OST_CableTrayFitting |  | M_Channel Union | Standard | Cable Tray and Fittings | Cable Basket
OST_CableTrayFitting |  | M_Ladder Horizontal Bend | Standard | Cable Tray and Fittings | Cable Tray Fittings
OST_CableTrayFitting |  | M_Ladder Horizontal Tee | 300mm Radius | Cable Tray and Fittings | Cable Tray Fittings
OST_CableTrayFitting |  | M_Ladder Reducer | Standard | Cable Tray and Fittings | Cable Tray Fittings
OST_CableTrayFitting |  | M_Ladder Vertical Inside Bend | Standard | Cable Tray and Fittings | Cable Tray Fittings
OST_CableTrayFitting |  | M_Ladder Vertical Outside Bend | Standard | Cable Tray and Fittings | Cable Tray Fittings
OST_Casework |  | P-M_Plumbing Fixtures 1 | Plumbing Fixtures 1 | Plumbing Fixtures | Sink
OST_Casework |  | P-M_Plumbing Fixtures 10 | Plumbing Fixtures 3 | Plumbing Fixtures | Sink
OST_Casework |  | P-M_Plumbing Fixtures 11 | Plumbing Fixtures 3 | Plumbing Fixtures | Sink
OST_Casework |  | P-M_Plumbing Fixtures 12 | Plumbing Fixtures 3 | Plumbing Fixtures | Sink
OST_Casework |  | P-M_Plumbing Fixtures 13 | Plumbing Fixtures 3 | Plumbing Fixtures | Sink
OST_Casework |  | P-M_Plumbing Fixtures 2 | Plumbing Fixtures 1 | Plumbing Fixtures | Sink
OST_Casework |  | P-M_Plumbing Fixtures 3 | Plumbing Fixtures 3 | Plumbing Fixtures | Sink
OST_Casework |  | P-M_Plumbing Fixtures 4 | Plumbing Fixtures 3 | Plumbing Fixtures | Sink
OST_Casework |  | P-M_Plumbing Fixtures 5 | Plumbing Fixtures 1 | Plumbing Fixtures | Sink
OST_Casework |  | P-M_Plumbing Fixtures 6 | Plumbing Fixtures 3 | Plumbing Fixtures | Sink
OST_Casework |  | P-M_Plumbing Fixtures 7 | Plumbing Fixtures 1 | Plumbing Fixtures | Sink
OST_Casework |  | P-M_Plumbing Fixtures 8 | Plumbing Fixtures 3 | Plumbing Fixtures | Sink
OST_Casework |  | P-M_Plumbing Fixtures 9 | Plumbing Fixtures 1 | Plumbing Fixtures | Sink
OST_Ceilings |  | Ceilings 1 | Ceilings 1 | Ceiling | Suspended Ceiling
OST_Ceilings |  | Ceilings 10 | Ceilings 1 | Ceiling | Plaster Board Ceiling
OST_Ceilings |  | Ceilings 11 | Ceilings 1 | Ceiling | Plaster Board Ceiling
OST_Ceilings |  | Ceilings 12 | Ceilings 1 | Ceiling | Plaster Board Ceiling
OST_Ceilings |  | Ceilings 13 | Ceilings 13 | Ceiling | Plaster Board Ceiling
OST_Ceilings |  | Ceilings 14 | Ceilings 13 | Ceiling | Plaster Board Ceiling
OST_Ceilings |  | Ceilings 15 | Ceilings 13 | Ceiling | Plaster Board Ceiling
OST_Ceilings |  | Ceilings 16 | Ceilings 13 | Ceiling | Plaster Board Ceiling
OST_Ceilings |  | Ceilings 17 | Ceilings 13 | Ceiling | Plaster Board Ceiling
OST_Ceilings |  | Ceilings 18 | Ceilings 18 | Ceiling | Plaster Board Ceiling
OST_Ceilings |  | Ceilings 19 | Ceilings 19 | Ceiling | Plaster Board Ceiling
OST_Ceilings |  | Ceilings 2 | Ceilings 1 | Ceiling | Suspended Ceiling
OST_Ceilings |  | Ceilings 20 | Ceilings 19 | Ceiling | Plaster Board Ceiling
OST_Ceilings |  | Ceilings 21 | Ceilings 19 | Ceiling | Plaster Board Ceiling
OST_Ceilings |  | Ceilings 22 | Ceilings 19 | Ceiling | Plaster Board Ceiling
OST_Ceilings |  | Ceilings 23 | Ceilings 19 | Ceiling | Plaster Board Ceiling
OST_Ceilings |  | Ceilings 24 | Ceilings 19 | Ceiling | Plaster Board Ceiling
OST_Ceilings |  | Ceilings 25 | Ceilings 19 | Ceiling | Plaster Board Ceiling
OST_Ceilings |  | Ceilings 26 | Ceilings 19 | Ceiling | Plaster Board Ceiling
OST_Ceilings |  | Ceilings 27 | Ceilings 27 | Ceiling | Plaster Board Ceiling
OST_Ceilings |  | Ceilings 28 | Ceilings 19 | Ceiling | Plaster Board Ceiling
OST_Ceilings |  | Ceilings 29 | Ceilings 19 | Ceiling | Plaster Board Ceiling
OST_Ceilings |  | Ceilings 3 | Ceilings 1 | Ceiling | Suspended Ceiling
OST_Ceilings |  | Ceilings 30 | Ceilings 27 | Ceiling | Plaster Board Ceiling
OST_Ceilings |  | Ceilings 31 | Ceilings 27 | Ceiling | Plaster Board Ceiling
OST_Ceilings |  | Ceilings 32 | Ceilings 27 | Ceiling | Plaster Board Ceiling
OST_Ceilings |  | Ceilings 33 | Ceilings 27 | Ceiling | Plaster Board Ceiling
OST_Ceilings |  | Ceilings 34 | Ceilings 27 | Ceiling | Plaster Board Ceiling
OST_Ceilings |  | Ceilings 35 | Ceilings 19 | Ceiling | Plaster Board Ceiling
OST_Ceilings |  | Ceilings 36 | Ceilings 27 | Ceiling | Plaster Board Ceiling
OST_Ceilings |  | Ceilings 37 | Ceilings 37 | Ceiling | Plaster Board Ceiling
OST_Ceilings |  | Ceilings 38 | Ceilings 37 | Ceiling | Plaster Board Ceiling
OST_Ceilings |  | Ceilings 39 | Ceilings 37 | Ceiling | Plaster Board Ceiling
OST_Ceilings |  | Ceilings 4 | Ceilings 1 | Ceiling | Suspended Ceiling
OST_Ceilings |  | Ceilings 40 | Ceilings 37 | Ceiling | Plaster Board Ceiling
OST_Ceilings |  | Ceilings 41 | Ceilings 37 | Ceiling | Plaster Board Ceiling
OST_Ceilings |  | Ceilings 42 | Ceilings 1 | Ceiling | Plaster Board Ceiling
OST_Ceilings |  | Ceilings 43 | Ceilings 1 | Ceiling | Plaster Board Ceiling
OST_Ceilings |  | Ceilings 44 | Ceilings 1 | Ceiling | Plaster Board Ceiling
OST_Ceilings |  | Ceilings 45 | Ceilings 1 | Ceiling | Plaster Board Ceiling
OST_Ceilings |  | Ceilings 46 | Ceilings 1 | Ceiling | Plaster Board Ceiling
OST_Ceilings |  | Ceilings 47 | Ceilings 13 | Ceiling | Plaster Board Ceiling
OST_Ceilings |  | Ceilings 48 | Ceilings 48 | Ceiling | Plaster Board Ceiling
OST_Ceilings |  | Ceilings 49 | Ceilings 48 | Ceiling | Plaster Board Ceiling
OST_Ceilings |  | Ceilings 5 | Ceilings 1 | Ceiling | Plaster Board Ceiling
OST_Ceilings |  | Ceilings 50 | Ceilings 48 | Ceiling | Plaster Board Ceiling
OST_Ceilings |  | Ceilings 51 | Ceilings 48 | Ceiling | Plaster Board Ceiling
OST_Ceilings |  | Ceilings 52 | Ceilings 48 | Ceiling | Plaster Board Ceiling
OST_Ceilings |  | Ceilings 53 | Ceilings 53 | Ceiling | Plaster Board Ceiling
OST_Ceilings |  | Ceilings 54 | Ceilings 53 | Ceiling | Plaster Board Ceiling
OST_Ceilings |  | Ceilings 55 | Ceilings 53 | Ceiling | Plaster Board Ceiling
OST_Ceilings |  | Ceilings 56 | Ceilings 53 | Ceiling | Plaster Board Ceiling
OST_Ceilings |  | Ceilings 57 | Ceilings 53 | Ceiling | Plaster Board Ceiling
OST_Ceilings |  | Ceilings 58 | Ceilings 53 | Ceiling | Plaster Board Ceiling
OST_Ceilings |  | Ceilings 59 | Ceilings 59 | Ceiling | Plaster Board Ceiling
OST_Ceilings |  | Ceilings 6 | Ceilings 1 | Ceiling | Suspended Ceiling
OST_Ceilings |  | Ceilings 60 | Ceilings 59 | Ceiling | Plaster Board Ceiling
OST_Ceilings |  | Ceilings 61 | Ceilings 59 | Ceiling | Plaster Board Ceiling
OST_Ceilings |  | Ceilings 62 | Ceilings 59 | Ceiling | Plaster Board Ceiling
OST_Ceilings |  | Ceilings 63 | Ceilings 59 | Ceiling | Plaster Board Ceiling
OST_Ceilings |  | Ceilings 64 | Ceilings 59 | Ceiling | Plaster Board Ceiling
OST_Ceilings |  | Ceilings 65 | Ceilings 59 | Ceiling | Plaster Board Ceiling
OST_Ceilings |  | Ceilings 66 | Ceilings 66 | Ceiling | Plaster Board Ceiling
OST_Ceilings |  | Ceilings 67 | Ceilings 66 | Ceiling | Plaster Board Ceiling
OST_Ceilings |  | Ceilings 68 | Ceilings 66 | Ceiling | Plaster Board Ceiling
OST_Ceilings |  | Ceilings 69 | Ceilings 66 | Ceiling | Plaster Board Ceiling
OST_Ceilings |  | Ceilings 7 | Ceilings 1 | Ceiling | Suspended Ceiling
OST_Ceilings |  | Ceilings 70 | Ceilings 66 | Ceiling | Plaster Board Ceiling
OST_Ceilings |  | Ceilings 71 | Ceilings 66 | Ceiling | Plaster Board Ceiling
OST_Ceilings |  | Ceilings 72 | Ceilings 19 | Ceiling | Suspended Ceiling
OST_Ceilings |  | Ceilings 73 | Ceilings 19 | Ceiling | Suspended Ceiling
OST_Ceilings |  | Ceilings 74 | Ceilings 19 | Ceiling | Suspended Ceiling
OST_Ceilings |  | Ceilings 75 | Ceilings 19 | Ceiling | Suspended Ceiling
OST_Ceilings |  | Ceilings 76 | Ceilings 19 | Ceiling | Suspended Ceiling
OST_Ceilings |  | Ceilings 77 | Ceilings 19 | Ceiling | Suspended Ceiling
OST_Ceilings |  | Ceilings 78 | Ceilings 19 | Ceiling | Suspended Ceiling
OST_Ceilings |  | Ceilings 79 | Ceilings 19 | Ceiling | Suspended Ceiling
OST_Ceilings |  | Ceilings 8 | Ceilings 1 | Ceiling | Plaster Board Ceiling
OST_Ceilings |  | Ceilings 80 | Ceilings 19 | Ceiling | Suspended Ceiling
OST_Ceilings |  | Ceilings 81 | Ceilings 19 | Ceiling | Suspended Ceiling
OST_Ceilings |  | Ceilings 82 | Ceilings 19 | Ceiling | Suspended Ceiling
OST_Ceilings |  | Ceilings 83 | Ceilings 19 | Ceiling | Suspended Ceiling
OST_Ceilings |  | Ceilings 84 | Ceilings 19 | Ceiling | Suspended Ceiling
OST_Ceilings |  | Ceilings 85 | Ceilings 19 | Ceiling | Suspended Ceiling
OST_Ceilings |  | Ceilings 86 | Ceilings 19 | Ceiling | Suspended Ceiling
OST_Ceilings |  | Ceilings 87 | Ceilings 19 | Ceiling | Suspended Ceiling
OST_Ceilings |  | Ceilings 88 | Ceilings 19 | Ceiling | Suspended Ceiling
OST_Ceilings |  | Ceilings 89 | Ceilings 19 | Ceiling | Suspended Ceiling
OST_Ceilings |  | Ceilings 9 | Ceilings 1 | Ceiling | Plaster Board Ceiling
OST_Ceilings |  | Ceilings 90 | Ceilings 19 | Ceiling | Suspended Ceiling
OST_Ceilings |  | Ceilings 91 | Ceilings 19 | Ceiling | Suspended Ceiling
OST_Ceilings |  | Ceilings 92 | Ceilings 1 | Ceiling | Suspended Ceiling
OST_Ceilings |  | Ceilings Cover | Ceilings Cover | Ceiling | Suspended Ceiling
OST_Ceilings |  | Ceilings Cover 1 | Ceilings Cover 7 | Ceiling | Suspended Ceiling
OST_Ceilings |  | Ceilings Cover 2 | Ceilings Cover 2 | Ceiling | Suspended Ceiling
OST_Ceilings |  | Ceilings Cover 4 | Ceilings Cover 6 | Ceiling | Suspended Ceiling
OST_Ceilings |  | Ceilings Cover 5 | Ceilings Cover 5 | Ceiling | Suspended Ceiling
OST_Ceilings |  | Ceilings Cover 6 | Ceilings Cover 6 | Ceiling | Suspended Ceiling
OST_Ceilings |  | Ceilings Cover 7 | Ceilings Cover 7 | Ceiling | Suspended Ceiling
OST_Ceilings |  | Compound Ceiling | 1. Plaster Board Ceiling | Ceiling | Suspended Ceiling
OST_Ceilings |  | Compound Ceiling | 11. Metal Suspended Ceiling System 2 | Ceiling | Suspended Ceiling
OST_Ceilings |  | Compound Ceiling | 5. VOGAL Acousti perforated plaster board | Ceiling | Plaster Board Ceiling
OST_Ceilings |  | Compound Ceiling | 13. ALUMINIUM CEILING +SAS CEILING SYSTEM | Ceiling | Suspended Ceiling
OST_Ceilings |  | Compound Ceiling | Stairs Ceiling | Ceiling | Plaster Board Ceiling
OST_Ceilings |  | Compound Ceiling | 14-Stairs Ceiling | Ceiling | Plaster Board Ceiling
OST_Ceilings |  | Compound Ceiling | 4. Sanitary areas | Ceiling | Plaster Board Ceiling
OST_CommunicationDevices |  | E-M_Intruder alarm keypad | E-M_Intruder alarm keypad | Safety and Security | Intruder Alarm Keypad
OST_CommunicationDevices |  | E-M_Telephone | E-M_Telephone | Comms Devices | Telephone
OST_Conduit |  | Conduit without Fittings | Fire Alarm Air Sampling Pipe | Fire Protection | Air Sampling Smoke Detection Pipe
OST_ConduitFitting |  | M_Conduit Coupling - PVC | Standard | Plumbing Pipe and Fittings | Pipe Fitting
OST_ConduitFitting |  | M_Conduit Elbow - Plain End - PVC | Standard | Electrical Conduit and Fittings | Conduit Fitting
OST_ConduitFitting |  | M_Conduit Elbow - without Fittings - RNC | Standard | Electrical Conduit and Fittings | Conduit Fitting
OST_ConduitFitting |  | M_Conduit Junction Box - Tee - PVC | Standard | Electrical Conduit and Fittings | Junction Box
OST_CurtainWallMullions |  | Rectangular Mullion | 50 x 150mm | Curtain Wall | Mullion
OST_CurtainWallMullions |  | Rectangular Mullion | louvre | Curtain Wall | Mullion
OST_CurtainWallMullions |  | Rectangular Mullion | Entrance mullion | Curtain Wall | Mullion
OST_CurtainWallPanels |  | Basic Wall | 10 mm Wall Thick | Curtain Wall | Curtain Panel
OST_CurtainWallPanels |  | Empty Panel | Louver Screen | Wall | Louvered Wall
OST_CurtainWallPanels |  | System Panel | G6T-S12-03B | Glazing | Glazing - Exterior
OST_CurtainWallPanels |  | System Panel | G6TF-S21-01D | Glazing | Glazing - Exterior
OST_CurtainWallPanels |  | System Panel | G6TF-S12-03C-CNR-08 | Glazing | Glazing - Exterior
OST_CurtainWallPanels |  | System Panel | G6T-S8-03-CNR-01 | Glazing | Glazing - Exterior
OST_CurtainWallPanels |  | System Panel | G6T-S7-02 | Glazing | Glazing - Exterior
OST_CurtainWallPanels |  | System Panel | G6T-S7-01 | Glazing | Glazing - Exterior
OST_CurtainWallPanels |  | System Panel | G6TF-S6-02A | Glazing | Glazing - Exterior
OST_CurtainWallPanels |  | System Panel | G6TF-S6-01A | Glazing | Glazing - Exterior
OST_CurtainWallPanels |  | System Panel | G6T-S12-02B-CNR-05 | Glazing | Glazing - Exterior
OST_CurtainWallPanels |  | System Panel | G6F-S21-01D | Glazing | Glazing - Exterior
OST_CurtainWallPanels |  | System Panel | G6TF-S12-02C-CNR-08 | Glazing | Glazing - Exterior
OST_CurtainWallPanels |  | System Panel | G2-05A | Glazing | Glazing - Interior
OST_CurtainWallPanels |  | System Panel | G2-07D | Glazing | Glazing - Interior
OST_CurtainWallPanels |  | System Panel | G2-10A | Glazing | Glazing - Interior
OST_CurtainWallPanels |  | System Panel | Blank | Curtain Wall | Curtain Panel
OST_CurtainWallPanels |  | System Panel | G6T-S5-03 | Glazing | Glazing - Exterior
OST_CurtainWallPanels |  | System Panel | G6T-S5-04 | Glazing | Glazing - Exterior
OST_CurtainWallPanels |  | System Panel | G6T-S5-02 | Glazing | Glazing - Exterior
OST_CurtainWallPanels |  | System Panel | G6T-S5-01 | Glazing | Glazing - Exterior
OST_CurtainWallPanels |  | System Panel | G6-S5-02 | Glazing | Glazing - Exterior
OST_CurtainWallPanels |  | System Panel | G6F-S6-02A | Glazing | Glazing - Exterior
OST_CurtainWallPanels |  | System Panel | G6F-S6-01A | Glazing | Glazing - Exterior
OST_CurtainWallPanels |  | System Panel | G6T-S8-02-CNR-03 | Glazing | Glazing - Exterior
OST_CurtainWallPanels |  | System Panel | G6T-S12-03A-CNR-07 | Glazing | Glazing - Exterior
OST_CurtainWallPanels |  | System Panel | G6T-S12-02A-CNR-07 | Glazing | Glazing - Exterior
OST_CurtainWallPanels |  | System Panel | G6TF-S22-01A | Glazing | Glazing - Exterior
OST_CurtainWallPanels |  | System Panel | G2-01D | Glazing | Glazing - Atrium
OST_CurtainWallPanels |  | System Panel | G2-02B | Glazing | Glazing - Atrium
OST_CurtainWallPanels |  | System Panel | G2-03C | Glazing | Glazing - Atrium
OST_CurtainWallPanels |  | System Panel | G2-02A | Glazing | Glazing - Atrium
OST_CurtainWallPanels |  | System Panel | G2-02C | Glazing | Glazing - Atrium
OST_CurtainWallPanels |  | System Panel | G2-01C | Glazing | Glazing - Atrium
OST_CurtainWallPanels |  | System Panel | G2-03D | Glazing | Glazing - Atrium
OST_CurtainWallPanels |  | System Panel | G2-02D | Glazing | Glazing - Atrium
OST_CurtainWallPanels |  | System Panel | G2-01A | Glazing | Glazing - Atrium
OST_CurtainWallPanels |  | System Panel | G5-002 | Glazing | Glazing - Atrium
OST_CurtainWallPanels |  | System Panel | G2-03B | Glazing | Glazing - Atrium
OST_CurtainWallPanels |  | System Panel | G2-01B | Glazing | Glazing - Atrium
OST_CurtainWallPanels |  | System Panel | G2-03A | Glazing | Glazing - Atrium
OST_CurtainWallPanels |  | System Panel | G3-009 | Glazing | Glazing - Exterior
OST_CurtainWallPanels |  | System Panel | G3-014 | Glazing | Glazing - Exterior
OST_CurtainWallPanels |  | System Panel | G3-008 | Glazing | Glazing - Exterior
OST_CurtainWallPanels |  | System Panel | G1-008 | Glazing | Glazing - Exterior
OST_CurtainWallPanels |  | System Panel | GL-01R | Glazing | Glazing - Exterior
OST_CurtainWallPanels |  | System Panel | GL-03 | Glazing | Glazing - Exterior
OST_CurtainWallPanels |  | System Panel | G6F-S22-01A | Glazing | Glazing - Exterior
OST_CurtainWallPanels |  | System Panel | GL-01L | Glazing | Glazing - Exterior
OST_CurtainWallPanels |  | System Panel | GL-07L | Glazing | Glazing - Exterior
OST_CurtainWallPanels |  | System Panel | GL-02 | Glazing | Glazing - Exterior
OST_CurtainWallPanels |  | System Panel | GL-04 | Glazing | Glazing - Exterior
OST_CurtainWallPanels |  | System Panel | GL-07R | Glazing | Glazing - Exterior
OST_CurtainWallPanels |  | System Panel | G2-09A | Glazing | Glazing - Atrium
OST_CurtainWallPanels |  | System Panel | G2-08C | Glazing | Glazing - Atrium
OST_CurtainWallPanels |  | System Panel | G2-12B | Glazing | Glazing - Atrium
OST_CurtainWallPanels |  | System Panel | G1-006 | Glazing | Glazing - Exterior
OST_CurtainWallPanels |  | System Panel | G3-010 | Glazing | Glazing - Exterior
OST_CurtainWallPanels |  | System Panel | G3-011 | Glazing | Glazing - Exterior
OST_CurtainWallPanels |  | System Panel | G3-005 | Glazing | Glazing - Exterior
OST_CurtainWallPanels |  | System Panel | G3-012 | Glazing | Glazing - Exterior
OST_CurtainWallPanels |  | System Panel | G3-013 | Glazing | Glazing - Exterior
OST_CurtainWallPanels |  | System Panel | G1-009 | Glazing | Glazing - Exterior
OST_CurtainWallPanels |  | System Panel | G3-015 | Glazing | Glazing - Exterior
OST_CurtainWallPanels |  | System Panel | G3-016 | Glazing | Glazing - Exterior
OST_CurtainWallPanels |  | System Panel | G3-007 | Glazing | Glazing - Exterior
OST_CurtainWallPanels |  | System Panel | G1-007 | Glazing | Glazing - Exterior
OST_CurtainWallPanels |  | System Panel | G1-005 | Glazing | Glazing - Exterior
OST_CurtainWallPanels |  | System Panel | G3-006 | Glazing | Glazing - Exterior
OST_CurtainWallPanels |  | System Panel | G3-004 | Glazing | Glazing - Exterior
OST_CurtainWallPanels |  | System Panel | G3-003 | Glazing | Glazing - Exterior
OST_CurtainWallPanels |  | System Panel | G3-002 | Glazing | Glazing - Exterior
OST_CurtainWallPanels |  | System Panel | G3-001 | Glazing | Glazing - Exterior
OST_CurtainWallPanels |  | System Panel | G6T-S8-01 | Glazing | Glazing - Exterior
OST_CurtainWallPanels |  | System Panel | G6-S8-02 | Glazing | Glazing - Exterior
OST_CurtainWallPanels |  | System Panel | G6-S8-01 | Glazing | Glazing - Exterior
OST_CurtainWallPanels |  | System Panel | G6TF-S12-01B | Glazing | Glazing - Exterior
OST_CurtainWallPanels |  | System Panel | G6F-S12-01B | Glazing | Glazing - Exterior
OST_CurtainWallPanels |  | System Panel | G6TF-S12-01C | Glazing | Glazing - Exterior
OST_CurtainWallPanels |  | System Panel | G6F-S12-01C | Glazing | Glazing - Exterior
OST_CurtainWallPanels |  | System Panel | G6TF-S12-01D | Glazing | Glazing - Exterior
OST_CurtainWallPanels |  | System Panel | G6F-S2-01D | Glazing | Glazing - Exterior
OST_CurtainWallPanels |  | System Panel | G6TF-S12-01A | Glazing | Glazing - Exterior
OST_CurtainWallPanels |  | System Panel | G6F-S12-01A | Glazing | Glazing - Exterior
OST_CurtainWallPanels |  | System Panel | G6TF-S21-02B-CNR-06 | Glazing | Glazing - Exterior
OST_CurtainWallPanels |  | System Panel | G6TF-S21-01B-CNR-06 | Glazing | Glazing - Exterior
OST_CurtainWallPanels |  | System Panel | G6TF-S21-01C | Glazing | Glazing - Exterior
OST_CurtainWallPanels |  | System Panel | G6F-S21-01C | Glazing | Glazing - Exterior
OST_CurtainWallPanels |  | System Panel | G6TF-S22-01B | Glazing | Glazing - Exterior
OST_CurtainWallPanels |  | System Panel | G6F-S22-01B | Glazing | Glazing - Exterior
OST_CurtainWallPanels |  | System Panel | G6TF-S22-01C | Glazing | Glazing - Exterior
OST_CurtainWallPanels |  | System Panel | G6F-S22-01C | Glazing | Glazing - Exterior
OST_CurtainWallPanels |  | System Panel | G6TF-S22-01D | Glazing | Glazing - Exterior
OST_CurtainWallPanels |  | System Panel | G6F-S22-01D | Glazing | Glazing - Exterior
OST_CurtainWallPanels |  | System Panel | G6TF-S22-02A | Glazing | Glazing - Exterior
OST_CurtainWallPanels |  | System Panel | G6F-S22-02A | Glazing | Glazing - Exterior
OST_CurtainWallPanels |  | System Panel | G6TF-S22-02D | Glazing | Glazing - Exterior
OST_CurtainWallPanels |  | System Panel | G6F-S22-02D | Glazing | Glazing - Exterior
OST_CurtainWallPanels |  | System Panel | G6TF-S6-01B | Glazing | Glazing - Exterior
OST_CurtainWallPanels |  | System Panel | G6F-S6-01B | Glazing | Glazing - Exterior
OST_CurtainWallPanels |  | System Panel | G6TF-S6-01C | Glazing | Glazing - Exterior
OST_CurtainWallPanels |  | System Panel | G6F-S6-01C | Glazing | Glazing - Exterior
OST_CurtainWallPanels |  | System Panel | G6TF-S6-01D | Glazing | Glazing - Exterior
OST_CurtainWallPanels |  | System Panel | G6F-S6-01D | Glazing | Glazing - Exterior
OST_CurtainWallPanels |  | System Panel | G4-002 | Glazing | Glazing - Atrium
OST_CurtainWallPanels |  | System Panel | G4-004 | Glazing | Glazing - Atrium
OST_CurtainWallPanels |  | System Panel | G4-001 | Glazing | Glazing - Atrium
OST_CurtainWallPanels |  | System Panel | G4-003 | Glazing | Glazing - Atrium
OST_CurtainWallPanels |  | System Panel | G5-004 | Glazing | Glazing - Atrium
OST_CurtainWallPanels |  | System Panel | G5-005 | Glazing | Glazing - Atrium
OST_CurtainWallPanels |  | System Panel | G5-006 | Glazing | Glazing - Atrium
OST_CurtainWallPanels |  | System Panel | G5-003 | Glazing | Glazing - Atrium
OST_CurtainWallPanels |  | System Panel | G5-007 | Glazing | Glazing - Atrium
OST_CurtainWallPanels |  | System Panel | G5-001 | Glazing | Glazing - Atrium
OST_CurtainWallPanels |  | System Panel | P1-002 | Glazing | Glazing - Atrium
OST_CurtainWallPanels |  | System Panel | P1-001 | Glazing | Glazing - Atrium
OST_CurtainWallPanels |  | System Panel | G2-04B | Glazing | Glazing - Atrium
OST_CurtainWallPanels |  | System Panel | G2-04C | Glazing | Glazing - Atrium
OST_CurtainWallPanels |  | System Panel | G2-04A | Glazing | Glazing - Atrium
OST_CurtainWallPanels |  | System Panel | G3-13A | Glazing | Glazing - Atrium
OST_CurtainWallPanels |  | System Panel | G2-11C | Glazing | Glazing - Atrium
OST_CurtainWallPanels |  | System Panel | G6T-S8-04-CNR-02 | Glazing | Glazing - Atrium
OST_DataDevices |  | E-M_WIFI access point including twin data outlet | E-M_WIFI access point including twin data outlet | Comms Devices | WiFi Access Point
OST_Doors |  | curtain_wall_single_glass_al_717 | A-M_Louvered Fence Gate | Door - External | Louvered Fence
OST_Doors |  | Door-Curtain-Wall-Single-Glass | ALUCRAFT DOOR- | Door - Internal | Single Glass Door
OST_Doors |  | Door-Curtain-Wall-Single-Glass | GL-06L | Door - External | Single Glass Door
OST_Doors |  | Door-Curtain-Wall-Single-Glass | D-G-014 | Door - External | Single Glass Door
OST_Doors |  | Door-Curtain-Wall-Single-Glass | D-B-004 | Door - Internal | Single Door
OST_Doors |  | Door-Curtain-Wall-Single-Glass-Wooden | Door-Curtain-Wall-Single-Glass | Wall | Louvered Wall
OST_Doors |  | Door-Curtain-Wall-Single-Glass1 | Door-Curtain-Wall-Single-Glass | Door - External | Single Glass Door
OST_Doors |  | Door-Curtain-Wall-Single-Glass1 | D-B-001- FD30S | Door - Internal | Single Glass Door
OST_Doors |  | Door-Curtain-Wall-Single-Glass1 | ALUCRAFT DOOR | Door - External | Single Glass Door
OST_Doors |  | Door-Curtain-Wall-Single-Glass2 | Door-Curtain-Wall-Single-Glass_2 | Door - External | Single Glass Door
OST_Doors |  | Door-Curtain-Wall-Single-Glass2 | GL-06R | Door - External | Single Glass Door
OST_Doors |  | Door-Curtain-Wall-Single-Glass2 | GL-08L | Door - External | Single Glass Door
OST_Doors |  | Door-Curtain-Wall-Single-Glass2 | GL-08R | Door - External | Single Glass Door
OST_Doors |  | Door-Curtain-Wall-Single-Glass2 | Door-Curtain-Wall-Single-Glass | Door - External | Single Glass Door
OST_Doors |  | Door-Exterior-Double | DT 03 FD30S Steel | Door - Internal | Double Flush Door
OST_Doors |  | Door-Exterior-Double | DT_Roof | Door - External | Double Flush Door
OST_Doors |  | Door-External Door | DT08 FD60S | Door - External | Single Flush Door
OST_Doors |  | Door-Passage-Double-Flush | Door-Passage-Double-Flush_2 | Door - External | Double Flush Door
OST_Doors |  | Door-Passage-Double-Flush | Door-Passage-Double-Flush 2 | Door - External | Double Flush Door
OST_Doors |  | Door-Passage-Double-Flush | Door-Passage-Double-Flush 3 | Door - External | Double Flush Door
OST_Doors |  | Door-Passage-Double-Flush | DT 04 | Door - Internal | Double Flush Door
OST_Doors |  | Door-Passage-Double-Flush | DT 04 FD60S | Door - Internal | Double Flush Door
OST_Doors |  | Door-Passage-Double-Flush | DT 04_FD60S_2 | Door - Internal | Double Flush Door
OST_Doors |  | Door-Passage-Double-Flush | DT 036 | Door - Internal | Double Flush Door
OST_Doors |  | Door-Passage-Double-Flush | DT 04_NA_2 | Door - Internal | Double Flush Door
OST_Doors |  | Door-Passage-Double-Flush | DT 04 NA | Door - Internal | Double Flush Door
OST_Doors |  | Door-Passage-Double-Flush | DT 04 FDS60 | Door - Internal | Double Flush Door
OST_Doors |  | Door-Passage-Double-Flush | Door-Passage-Double-Flush | Door - External | Double Flush Door
OST_Doors |  | Door-Passage-Double-Flush | DT 036_FD120S | Door - Internal | Single Flush Door
OST_Doors |  | Door-Passage-Double-Flush | DT 04 FD120S | Door - Internal | Double Flush Door
OST_Doors |  | Door-Passage-Double-Flush | DT 04 FD_2 | Door - Internal | Double Flush Door
OST_Doors |  | Door-Passage-Double-Flush | D-B | Door - Internal | Double Flush Door
OST_Doors |  | Door-Passage-Single-Cold_Room | Door-Passage-Single-Cold_Room | Door - Internal | Single Cold Room
OST_Doors |  | Door-Passage-Single-Cold_Room | DT NA | Door - Internal | Single Cold Room
OST_Doors |  | Door-Passage-Single-Cold_Room | DT 01 A NA | Door - Internal | Single Cold Room
OST_Doors |  | Door-Passage-Single-Cold_Room | DT02 FD60S | Door - Internal | Single Cold Room
OST_Doors |  | Door-Passage-Single-Cold_Room | DT 01 B FD30S | Door - Internal | Single Cold Room
OST_Doors |  | Door-Passage-Single-Cold_Room | DT 01 B FD60S | Door - Internal | Single Cold Room
OST_Doors |  | Door-Passage-Single-Cold_Room | DT 04 FD60S | Door - Internal | Single Cold Room
OST_Doors |  | Door-Passage-Single-Cold_Room | DT 01 B FD120S | Door - Internal | Single Flush Door
OST_Doors |  | Door-Passage-Single-Cold_Room | DT 04 FD60S_2 | Door - Internal | Single Flush Door
OST_Doors |  | Door-Passage-Single-Flush | DT 01 A FD 60S | Door - Internal | Single Flush Door
OST_Doors |  | Door-Passage-Single-Flush | DT 04 | Door - Internal | Single Flush Door
OST_Doors |  | Door-Passage-Single-Flush | DT 04 FD60S | Door - Internal | Single Flush Door
OST_Doors |  | Door-Passage-Single-Flush | DT 04 _NA_2 | Door - Internal | Single Flush Door
OST_Doors |  | Door-Passage-Single-Flush | DT 01 A | Door - Internal | Single Flush Door
OST_Doors |  | Door-Passage-Single-Flush | DT04 FD60S | Door - Internal | Single Flush Door
OST_Doors |  | Door-Passage-Single-Flush | DT 01 B FDS60 | Door - Internal | Single Flush Door
OST_Doors |  | Door-Passage-Single-Flush | DT 01 B FDS30 | Door - Internal | Single Flush Door
OST_Doors |  | Door-Passage-Single-Flush | DT 01 A NA | Door - Internal | Single Flush Door
OST_Doors |  | Door-Passage-Single-Flush | DT 01 B FD 60S | Door - Internal | Single Flush Door
OST_Doors |  | Door-Passage-Single-Flush | DT 04 FD120S | Door - Internal | Single Flush Door
OST_Doors |  | Door-Passage-Single-Flush | DT 04 X | Door - Internal | Duct Access Door
OST_Doors |  | Door-Passage-Single-Flush | DT | Door - Internal | Duct Access Door
OST_Doors |  | Door-Passage-Single-Flush | DT_NA_2 | Door - Internal | Duct Access Door
OST_Doors |  | Door-Passage-Single-Flush | DT 415 | Door - Internal | Duct Access Door
OST_Doors |  | Door-Passage-Single-Flush | DT 04_13 | Door - Internal | Duct Access Door
OST_Doors |  | Door-Passage-Single-Flush | D-B_2 | Door - Internal | Single Flush Door
OST_Doors |  | Door-Passage-Single-Flush | DT 2 | Door - Internal | Duct Access Door
OST_Doors |  | Door-Passage-Single-Flush | D-B_FD30S | Door - Internal | Single Flush Door
OST_Doors |  | Door-Passage-Single-Vision_Two_Lite | DT02 FD60S 2 | Door - Internal | Single Flush Door
OST_Doors |  | Door-Passage-Single-Vision_Two_Lite | DT02 FD60S | Door - Internal | Single Flush Door
OST_Doors |  | DT 01 A | 2460x965 | Door - Internal | Single Door
OST_Doors |  | DT 01 A | DT-01 B | Door - Internal | Single Door
OST_Doors |  | DT 01 A | DT 01 B NA 2 | Door - Internal | Single Door
OST_Doors |  | Fire Roller Shutter | Fire Curtain & lift Car Door | Door - Internal | Fire Curtain
OST_Doors |  | M_Single-Flush | ESB Door | Door - External | ESP Door
OST_Doors |  | M_Single-Flush | ESB Door 2 | Door - External | ESP Door
OST_Doors |  | Revolving_Door_for_Curtain_Wall_Panel_4806 | Revolving_Door_for_Curtain_Wall_Panel_4806 | Door - External | Revolving Door
OST_Doors |  | Side_opening_ElevatorLift_Door_with_Call_buttons_9478 | D-1-042 | Door - Internal | Elevator Door
OST_Doors |  | Side_opening_ElevatorLift_Door_with_Call_buttons_9478 (2) | LIFT DOOR | Door - Internal | Elevator Door
OST_Doors |  | Side_opening_ElevatorLift_Door_with_Call_buttons_9478 (2)1 | LIFT DOOR | Door - Internal | Elevator Door
OST_DuctAccessory |  | H-M_Duct_Fire_Smoke_Damper | Standard Profile | Mechanical Equipment | Fire Damper
OST_DuctAccessory |  | H-M_Duct_Terminate in cowl | 12"Ø | Mechanical Equipment | Roof Terminal Cowl
OST_DuctAccessory |  | H-M_Fire Damper - Rectangular - Simple | Standard | Mechanical Equipment | Fire Damper
OST_DuctAccessory |  | H-M_Fire Damper - Round | Standard | Mechanical Equipment | Fire Damper
OST_DuctAccessory |  | H-M_Tapered Rectangular Attenuator | Ruskin - A60 - Tapered Rectangular Silencer | Mechanical Equipment | Attenuator
OST_DuctAccessory |  | H-M_Tapered Rectangular Attenuator | 1600x600 | Mechanical Equipment | Attenuator
OST_DuctAccessory |  | H-M_Tapered Rectangular Attenuator | 1500x800 | Mechanical Equipment | Attenuator
OST_DuctAccessory |  | H-M_Tubular Attenuator | Ruskin - CNB - Tubular Silencer | Mechanical Equipment | Attenuator
OST_DuctAccessory |  | H-M_Tubular Attenuator | Ruskin - CNB - Tubular Silencer 750 | Mechanical Equipment | Attenuator
OST_DuctAccessory |  | H-M_VCD-Rectangular | 00299-Ruskin-090130-Ver10-CD82HT | Mechanical Equipment | Volume Control Damper
OST_DuctAccessory |  | H-M_VCD-Round | VCD-R92 | Mechanical Equipment | Volume Control Damper
OST_DuctCurves |  | Rectangular Duct | Radius Elbows / Taps | Duct and Fittings | Rectangular Duct
OST_DuctCurves |  | Round Duct | Taps / Short Radius | Duct and Fittings | Round Duct
OST_DuctFitting |  | H-M_Rectangular Elbow - Mitered - Single Thickness Vanes | Standard | Duct and Fittings | Fitting
OST_DuctFitting |  | H-M_Rectangular Elbow - Radius | 1.5 W | Duct and Fittings | Fitting
OST_DuctFitting |  | H-M_Rectangular Endcap | Standard | Duct and Fittings | Fitting
OST_DuctFitting |  | H-M_Rectangular Takeoff | Standard | Duct and Fittings | Fitting
OST_DuctFitting |  | H-M_Rectangular Tap - Beveled | Standard | Duct and Fittings | Fitting
OST_DuctFitting |  | H-M_Rectangular to Round Transition - Angle | 45 Degree | Duct and Fittings | Fitting
OST_DuctFitting |  | H-M_Rectangular Transition - Angle | 45 Degree | Duct and Fittings | Fitting
OST_DuctFitting |  | H-M_Rectangular Union | Standard | Duct and Fittings | Fitting
OST_DuctFitting |  | H-M_Round Duct Elbow - Mitered | Standard | Duct and Fittings | Fitting
OST_DuctFitting |  | H-M_Round Elbow | 1 D | Duct and Fittings | Fitting
OST_DuctFitting |  | H-M_Round Endcap | Standard | Duct and Fittings | Fitting
OST_DuctFitting |  | H-M_Round Takeoff | Standard | Duct and Fittings | Fitting
OST_DuctFitting |  | H-M_Round Takeoff - Shoe | Standard | Duct and Fittings | Fitting
OST_DuctFitting |  | H-M_Round Transition - Angle | 45 Degree | Duct and Fittings | Fitting
OST_DuctFitting |  | M_Rectangular Elbow - Radius | 1 W | Duct and Fittings | Fitting
OST_DuctTerminal |  | H-M_Ductwork_4 Slot_Supply-Linear-Diffuser_1000mm | DFLI 4V with plenum - 1000mm - ø200 mm - White | Mechanical Equipment | Supply Air Grills & Diffusers
OST_DuctTerminal |  | H-M_Ductwork_4 Slot_Supply-Linear-Diffuser_1000mm | DFLI 4V with plenum - 1000mm - ø250 mm - White | Mechanical Equipment | Supply Air Grills & Diffusers
OST_DuctTerminal |  | H-M_Ductwork_Airzone_Round-Diffuser_DFCI | DFCI+R with neck - ø150 mm - White | Mechanical Equipment | Supply Air Grills & Diffusers
OST_DuctTerminal |  | H-M_Ductwork_Airzone_Round-Supply Diffuser_DFCI | DFCI+R with neck - ø150 mm - White | Mechanical Equipment | Supply Air Grills & Diffusers
OST_DuctTerminal |  | H-M_Ductwork_SeriesMN_ToiletLobby | HVAC_Ductwork_SeriesMN_ToiletLobby | Mechanical Equipment | Supply Air Grills & Diffusers
OST_DuctTerminal |  | H-M_Exhaust Grille - Rectangular Face Square Neck - Hosted | Standard | Mechanical Equipment | Extract Grill
OST_DuctTerminal |  | H-M_Exhaust_Air_Grille_45_Blades_Vertical_15976 | 1200x300 | Mechanical Equipment | Extract Grill
OST_DuctTerminal |  | H-M_Exhaust_Air_Grille_45_Blades_Vertical_15976 | 700x600mm | Mechanical Equipment | Extract Grill
OST_DuctTerminal |  | H-M_Exhaust_Air_Grille_45_Blades_Vertical_15976 | 200x100mm | Mechanical Equipment | Extract Grill
OST_DuctTerminal |  | H-M_Exhaust_Air_Grille_45_Blades_Vertical_15976 | 800X250mm | Mechanical Equipment | Extract Grill
OST_DuctTerminal |  | H-M_Exhaust_Air_Grille_45_Blades_Vertical_15976 | 500x400mm | Mechanical Equipment | Extract Grill
OST_DuctTerminal |  | H-M_Return Diffuser with Plenum - Linear Slot - Hosted | Standard | Mechanical Equipment | Return Air Grills & Diffusers
OST_DuctTerminal |  | H-M_Return-Linear-Diffuser_Side Conn | DFLI 4V with plenum - 1000mm - ø250 mm - White | Mechanical Equipment | Return Air Grills & Diffusers
OST_DuctTerminal |  | H-M_Return-Linear-Diffuser_With Plenum | DFLI 4V with plenum - 1000mm - ø250 mm - White | Mechanical Equipment | Return Air Grills & Diffusers
OST_DuctTerminal |  | H-M_Supply-Linear-Diffuser_Side Conn | DFLI 4V with plenum - 1000mm - ø250 mm - White | Mechanical Equipment | Supply Air Grills & Diffusers
OST_DuctTerminal |  | H-M_Supply_Air_Grille | 700x300 mm | Mechanical Equipment | Supply Air Grills & Diffusers
OST_DuctTerminal |  | H-M_Ventilation-Perforated _Face_Diffusers-Eaton_Williams -P_Series | Perferated Face Diffuser | Mechanical Equipment | Supply Air Grills & Diffusers
OST_DuctTerminal |  | H-M_Ventilation_Return_Swirl_Diffuser | 5060 | Mechanical Equipment | Supply Air Grills & Diffusers
OST_DuctTerminal |  | H-M_Ventilation_Supply_Swirl_Diffuser | 5060 | Mechanical Equipment | Supply Air Grills & Diffusers
OST_ElectricalEquipment |  | E-M_Air terminal (Lightning Rod) | Air terminal (Lightning Rod) | Electrical Devices | Lightning Arrestor
OST_ElectricalEquipment |  | E-M_BMS-Controller | With Battery Backup | Electrical Devices | BMS Controller
OST_ElectricalEquipment |  | E-M_Colt Extract panel | E-M_Colt Extract panel | Mechanical Equipment | Colt Extract Panel
OST_ElectricalEquipment |  | E-M_COMMS RACK | Comms Cabinet 20U | Comms Equipment | Communication Rack
OST_ElectricalEquipment |  | E-M_COMMS RACK | Comms Cabinet 12U | Comms Equipment | Communication Rack
OST_ElectricalEquipment |  | E-M_COMMS RACK | Comms Cabinet 42u | Comms Equipment | Communication Rack
OST_ElectricalEquipment |  | E-M_Controlls out satation | Controlls out satation | Mechanical Devices | Room Controller
OST_ElectricalEquipment |  | E-M_DISTRIBUTION BOARD | Tenant (SDB) | Electrical Equipment | Tenant Sub Distribution Board
OST_ElectricalEquipment |  | E-M_DISTRIBUTION BOARD | Cafe/Retail (SDB) | Electrical Equipment | Cafe/ Retain Sub Distribution Board
OST_ElectricalEquipment |  | E-M_DISTRIBUTION BOARD | Landlord (SDB) | Electrical Equipment | Landlord Sub Distribution Board
OST_ElectricalEquipment |  | E-M_DISTRIBUTION BOARD | Generator Change Over Board | Electrical Equipment | Generator Change Over Board
OST_ElectricalEquipment |  | E-M_DISTRIBUTION BOARD | Fire Fighting Shaft Service SDB | Electrical Equipment | Fire Fighting Shaft Service SDB
OST_ElectricalEquipment |  | E-M_Electric Car Chargers | Dual Electric Car Charging Point | Electrical Equipment | Electric Car Charging Point
OST_ElectricalEquipment |  | E-M_Electrical Hand Dryer | Electrical Hand Dryer | Electrical Devices | Hand Dryer
OST_ElectricalEquipment |  | E-M_Fire man switch | 120V Disconnect | Electrical Devices | Fireman Switch
OST_ElectricalEquipment |  | E-M_Fire_Alarm_Control_Panel | FAP C/W Micro Phone & DRAP | Fire Protection | Fire Alarm Panel
OST_ElectricalEquipment |  | E-M_Generators | Generator | Electrical Equipment | Generator
OST_ElectricalEquipment |  | E-M_Life safety indication panel | E-M_Life safety indication panel | Fire Protection | Fire Alarm Panel
OST_ElectricalEquipment |  | E-M_MAIN DISTRIBUTION BOARD | Land Lord MDB | Electrical Equipment | Landlord Main Distribution Board
OST_ElectricalEquipment |  | E-M_MAIN DISTRIBUTION BOARD | Tenant MDB | Electrical Equipment | Tenant Main Distribution Board
OST_ElectricalEquipment |  | E-M_Mechanical Control Central Panel | OFF-fixed mounted devices, front covers WxDxH 1000x 600x2200 | Electrical Equipment | Distribution Panel
OST_ElectricalEquipment |  | E-M_Monitor | E-M_Monitor | Comms Equipment | Monitor
OST_ElectricalEquipment |  | E-M_Power Distribution Unit(DPU) | Tenant (DPU) | Electrical Equipment | Tenant Main Distribution Board
OST_ElectricalEquipment |  | E-M_Turnstile | Gates_Tickets machines | Safety and Security | Turnstile
OST_ElectricalEquipment |  | E-M_Under desk Electric heater | E-M_Under desk Electric heater | Electrical Equipment | Electric Heater
OST_ElectricalEquipment |  | E-M_Variable speed drive unit | E-M_Variable speed drive unit | Electrical Equipment | Variable Speed Drive
OST_ElectricalFixtures |  | E-M_13A Cleaners Socket Outlet | E-M_13A Cleaners Socket Outlet | Electrical Devices | Twin Switched Socket
OST_ElectricalFixtures |  | E-M_13A Twin Switched Socket Outlet | 13A Twin Socket Outlet | Electrical Devices | Twin Switched Socket
OST_ElectricalFixtures |  | E-M_13A Twin Switched Socket Outlet | Standard | Electrical Devices | Twin Switched Socket
OST_ElectricalFixtures |  | E-M_Double pole Isolator | SP+N Isolator(6 Amps) | Electrical Devices | Double Pole Isolator
OST_ElectricalFixtures |  | E-M_Electrical_Floor-socket-Circular | A | Electrical Devices | Floor Socket
OST_ElectricalFixtures |  | E-M_Electrical_Floor-socket-Circular | B | Electrical Devices | Floor Socket
OST_ElectricalFixtures |  | E-M_ElectricalFixtures_Telephone Outlets | s1352 - Master Telephone Outlets | Comms Devices | Telephone Outlet
OST_ElectricalFixtures |  | E-M_In screed floor box | E-M_Shallow | Electrical Conduit and Fittings | Junction Box
OST_ElectricalFixtures |  | E-M_Rotary isolator | E-M_Rotary isolator | Electrical Devices | Isolator Switch
OST_ElectricalFixtures |  | E-M_Service Unit (SU) | Service Unit (SU) | Electrical Equipment | Distribution Panel
OST_ElectricalFixtures |  | E-M_Single Phase Isolator | 10 Amps | Electrical Devices | Isolator Switch
OST_ElectricalFixtures |  | E-M_Single Phase Isolator | 20 Amps | Electrical Devices | Isolator Switch
OST_ElectricalFixtures |  | E-M_Switched Fused Spur Outlet | Standard | Electrical Devices | Standard
OST_ElectricalFixtures |  | E-M_Switched Fused Spur Outlet | FAP | Electrical Devices | Switched Fused Spur
OST_ElectricalFixtures |  | E-M_Switched Fused Spur Outlet | DC | Electrical Devices | Switched Fused Spur
OST_ElectricalFixtures |  | E-M_Switched Fused Spur Outlet | SV | Electrical Devices | Switched Fused Spur
OST_ElectricalFixtures |  | E-M_Switched Fused Spur Outlet | MD | Electrical Devices | Switched Fused Spur
OST_ElectricalFixtures |  | E-M_Switched Fused Spur Outlet | FRS | Electrical Devices | Switched Fused Spur
OST_ElectricalFixtures |  | E-M_Switched Fused Spur Outlet | US | Electrical Devices | Switched Fused Spur
OST_ElectricalFixtures |  | E-M_Switched Fused Spur Outlet | ACP | Electrical Devices | Switched Fused Spur
OST_ElectricalFixtures |  | E-M_Switched Fused Spur Outlet | IAP | Electrical Devices | Switched Fused Spur
OST_ElectricalFixtures |  | E-M_Switched Fused Spur Outlet | FCU | Electrical Devices | Switched Fused Spur
OST_ElectricalFixtures |  | E-M_Switched Fused Spur Outlet | DRAP | Electrical Devices | Switched Fused Spur
OST_ElectricalFixtures |  | E-M_Switched Fused Spur Outlet | DTAP | Electrical Devices | Switched Fused Spur
OST_ElectricalFixtures |  | E-M_Switched Fused Spur Outlet | RD | Electrical Devices | Switched Fused Spur
OST_ElectricalFixtures |  | E-M_Switched Fused Spur Outlet | AOV | Electrical Devices | Switched Fused Spur
OST_ElectricalFixtures |  | E-M_Switched Fused Spur Outlet | DREU | Electrical Devices | Switched Fused Spur
OST_ElectricalFixtures |  | E-M_Switched Fused Spur Outlet | ASP | Electrical Devices | Switched Fused Spur
OST_ElectricalFixtures |  | E-M_Switched Fused Spur Outlet | GD | Electrical Devices | Switched Fused Spur
OST_ElectricalFixtures |  | E-M_Switched Fused Spur Outlet | SU | Electrical Devices | Switched Fused Spur
OST_ElectricalFixtures |  | E-M_Switched Fused Spur Outlet | BL | Electrical Devices | Switched Fused Spur
OST_ElectricalFixtures |  | E-M_Switched Fused Spur Outlet | BIS | Electrical Devices | Switched Fused Spur
OST_ElectricalFixtures |  | E-M_Temperature sensor | CHV-THSTATA | Mechanical Devices | Room Temperature Sensor
OST_ElectricalFixtures |  | E-M_Thriple pole Isolator | 32 Amps | Electrical Devices | Three Pole Isolator
OST_ElectricalFixtures |  | E-M_Thriple pole Isolator | 20 Amps | Electrical Devices | Three Pole Isolator
OST_ElectricalFixtures |  | E-M_Thriple pole Isolator | 10 Amps | Electrical Devices | Three Pole Isolator
OST_ElectricalFixtures |  | E-M_Thriple pole Isolator | 16 Amps | Electrical Devices | Three Pole Isolator
OST_ElectricalFixtures |  | E-M_TP+N Isolator | TP+N Isolator (20AMPS) | Electrical Devices | Isolator Switch
OST_ElectricalFixtures |  | E-M_TP+N Isolator | TP+N Isolator (25AMPS) | Electrical Devices | Isolator Switch
OST_ElectricalFixtures |  | E-M_TP+N Isolator | TP+N Isolator (125AMPS) | Electrical Devices | Isolator Switch
OST_ElectricalFixtures |  | E-M_TP+N Isolator | TP+N Isolator (40AMPS) | Electrical Devices | Isolator Switch
OST_ElectricalFixtures |  | E-M_TP+N Isolator | TP+N Isolator (10AMPS) | Electrical Devices | Isolator Switch
OST_ElectricalFixtures |  | E-M_TP+N Isolator | Three Phase Isolator | Electrical Devices | Three Pole Isolator
OST_ElectricalFixtures |  | E-M_TP+N Isolator | TP+N Isolator (63AMPS) | Electrical Devices | Isolator Switch
OST_ElectricalFixtures |  | E-M_TP+N Isolator | TP+N Isolator (16AMPS) | Electrical Devices | Isolator Switch
OST_ElectricalFixtures |  | E-M_TP+N Isolator | TP+N Isolator (400AMPS) | Electrical Devices | Isolator Switch
OST_ElectricalFixtures |  | E-M_Twin Data Outlet | Twin Data Outlet | Comms Devices | Twin Data Outlet
OST_FireAlarmDevices |  | E-M_8 Line Disabled Refuge Expansion Unit | 8 Line Disabled Refuge Expansion Unit | Safety and Security | Disabled Refuge Alarm
OST_FireAlarmDevices |  | E-M_Air Sampling Panel | Air Sampling Panel | Fire Protection | Air Sampling Smoke Detection Panel
OST_FireAlarmDevices |  | E-M_Air sampling point | Air sampling point | Safety and Security | Air Sampling Point
OST_FireAlarmDevices |  | E-M_AOV Control Panel | AOV Control Panel | Safety and Security | Automatic Opening Vent Control Panel
OST_FireAlarmDevices |  | E-M_Clean Room Panel | CP-1016-TR-US | Fire Protection | Fire Alarm Panel
OST_FireAlarmDevices |  | E-M_Disable strobe light | Horn-strobes G4AVRF-FR | Fire Protection | Combined Sounder & Strobe
OST_FireAlarmDevices |  | E-M_Disable strobe light | Horn-strobes G4AVRF | Fire Protection | Combined Sounder & Strobe
OST_FireAlarmDevices |  | E-M_Disabled Refuge _RemoteUnit | Disabled Refuge Alarm Panel | Safety and Security | Disabled Refuge Alarm
OST_FireAlarmDevices |  | E-M_Disabled refuge communications point | Green | Safety and Security | Disabled Refuge Alarm
OST_FireAlarmDevices |  | E-M_Emergency_Notification-Power_Supply-UTC-Auxiliary | Voice Evacr E.O.L Resistor | Fire Protection | Fire Alarm Panel
OST_FireAlarmDevices |  | E-M_External fire alarm strobe | Horn-strobes G4AVRF | Fire Protection | Combined Sounder & Strobe
OST_FireAlarmDevices |  | E-M_Fire alarm break glass unit | Fire alarm break glass unit | Fire Protection | Manual Call Point
OST_FireAlarmDevices |  | E-M_Fire alarm interface unit | Fire alarm interface unit | Fire Protection | Fire Alarm Panel
OST_FireAlarmDevices |  | E-M_FIRE ALARM REPEATER PANEL | LCD 6000N | Fire Protection | Repeater Panel
OST_FireAlarmDevices |  | E-M_Heat Detector | Combined Dual Optical Smoke/Heat Detector&Strobe | Fire Protection | Combined Smoke and Heat Detectors
OST_FireAlarmDevices |  | E-M_Heat Detector | Smoke Detection+Sounder Base | Fire Protection | Point Smoke Detectors
OST_FireAlarmDevices |  | E-M_Intruder alarm panel | NFW2-100R | Safety and Security | Intruder Alarm Panel
OST_FireAlarmDevices |  | E-M_Voice Alarm Speaker | Recessed voice alarm speaker (A2) | Safety and Security | Voice Alarm Speaker
OST_FireAlarmDevices |  | E-M_Voice Alarm Speaker | Recessed voice alarm speaker (B2) | Safety and Security | Voice Alarm Speaker
OST_FireAlarmDevices |  | E-M_Voice Alarm Speaker | Surface mounted voice alarm speaker (A2) | Safety and Security | Voice Alarm Speaker
OST_FireAlarmDevices |  | E-M_Voice Alarm Speaker | Surface mounted voice alarm speaker | Safety and Security | Voice Alarm Speaker
OST_FireAlarmDevices |  | E-M_Voice Alarm Speaker | Surface mounted voice alarm speaker (A1) | Safety and Security | Voice Alarm Speaker
OST_FireAlarmDevices |  | E-M_Voice Alarm Speaker | Surface mounted voice alarm speaker (B1) | Safety and Security | Voice Alarm Speaker
OST_FireAlarmDevices |  | E-M_Voice Alarm Speaker | Surface mounted voice alarm speaker (B2) | Safety and Security | Voice Alarm Speaker
OST_FireAlarmDevices |  | E-M_Voice Alarm Speaker | Surface mounted voice alarm speaker (3A) | Safety and Security | Voice Alarm Speaker
OST_FireAlarmDevices |  | E-M_Voice Alarm Speaker | Surface mounted voice alarm speaker (3B) | Safety and Security | Voice Alarm Speaker
OST_FireAlarmDevices |  | E-M_Voice Alarm Speaker | Surface mounted voice alarm speaker (4A) | Safety and Security | Voice Alarm Speaker
OST_FireAlarmDevices |  | E-M_Voice Alarm Speaker | Surface mounted voice alarm speaker (4B) | Safety and Security | Voice Alarm Speaker
OST_FireAlarmDevices |  | E-M_Voice Alarm Speaker | Recessed voice alarm speaker | Safety and Security | Voice Alarm Speaker
OST_FireAlarmDevices |  | E-M_Voice Alarm Speaker | Surface mounted voice alarm speaker (3A-IP65) | Safety and Security | Voice Alarm Speaker
OST_FireAlarmDevices |  | E-M_Voice Alarm Speaker | Surface mounted voice alarm speaker (B2-IP65) | Safety and Security | Voice Alarm Speaker
OST_FireAlarmDevices |  | E-M_Voice Alarm Speaker | Surface mounted voice alarm speaker (A2-IP65) | Safety and Security | Voice Alarm Speaker
OST_FlexDuctCurves |  | Flex Duct Round | H-M_Flex - Round | Duct and Fittings | Flex Duct
OST_FlexPipeCurves |  | Flex Pipe Round | F-M_Flex - Round | Plumbing Pipe and Fittings | Flex Pipe
OST_Floors |  | Floor | 350mm | Floor | Structural Floor
OST_Floors |  | Floor | 1350mm RC base | Floor | Structural Floor
OST_Floors |  | Floor | 1700mm RC base 2 | Floor | Structural Floor
OST_Floors |  | Floor | 1500mm Dp RC BASE | Floor | Structural Floor
OST_Floors |  | Floor | 650mm Dp RC base | Floor | Structural Floor
OST_Floors |  | Floor | 250mm Dp RC base | Floor | Structural Floor
OST_Floors |  | Floor | Insitu Concrete 225mm | Floor | Structural Floor
OST_Floors |  | Floor | 1650mm RC base | Floor | Structural Floor
OST_Floors |  | Floor | 450mm | Floor | Structural Floor
OST_Floors |  | Floor | 120mm | Floor | Structural Floor
OST_Floors |  | Floor | 400mm | Floor | Structural Floor
OST_Floors |  | Floor | 1500mm RC base | Floor | Structural Floor
OST_Floors |  | Floor | 150mm | Floor | Structural Floor
OST_Floors |  | Floor | 1650mm RC base 2 | Floor | Structural Floor
OST_Floors |  | Floor | 1700mm infill | Floor | Structural Floor
OST_Floors |  | Floor | 250mm TK | Floor | Structural Floor
OST_Floors |  | Floor | 250mm TK 2 | Floor | Structural Floor
OST_Floors |  | Floor | 480mm TK | Floor | Structural Floor
OST_Floors |  | Floor | 250mm | Floor | Structural Floor
OST_Floors |  | Floor | 300 | Floor | Structural Floor
OST_Floors |  | Floor | 300 RC base | Floor | Structural Floor
OST_Floors |  | Floor | 4. INTERNAL STONE PAVING | Floor Finish | Porcelain / Ceramic Floor Tiles
OST_Floors |  | Floor | 8. ENTRANCE MATWELLS | Floor Finish | Vinyl Floor Finish
OST_Floors |  | Floor | 3. KINGSPAN COMPUTER RAISED FLOOR | Floor - Non Structural | Raised Access Floor
OST_Floors |  | Floor | 2. VINYL - NORAPLAN 2mm SOLID RUBBER | Floor Finish | Vinyl Floor Finish
OST_Floors |  | Floor | 1. PORCELAIN/CERAMIC FLOOR TILES | Floor Finish | Porcelain / Ceramic Floor Tiles
OST_Floors |  | Floor | 7. CARPET FINISHED FLOOR | Floor Finish | Carpet Finished Floor
OST_Floors |  | Floor | 6. CAR PARK - SEALED + PAINTED (HIGH QUALITY 'DUNDRUM CAR PARK' FLOOR FINISH AND SEALANT) | Floor Finish | Carpark Floor
OST_Floors |  | Floor | 5. EXTERNAL STONE PAVING | Floor Finish | Stone Floor Finish
OST_Floors |  | Floor | 9. Roof Top Flooring | Floor Finish | Top Roof Flooring
OST_Floors |  | Floor | 250mm thick | Floor | Structural Floor
OST_Floors |  | Floor | A-M_Finishes Floor | Floor Finish | Finished Floor
OST_Floors |  | Floor | A-M_Soil fill | Site | Soil Fill
OST_Floors |  | Floor | Filling | Floor | Structural Floor
OST_Floors |  | Paint Floor | Paint Floor | Floor Finish | Carpark Floor
OST_Furniture |  | Reception Desk | Reception Desk | Joinery | Reception Table
OST_GenericModel |  | A-M_The Exchange name | A-M_The Exchange name | Site | Site Signage
OST_GenericModel |  | Flood Barriers | FB-05 | Site | Flood Barrier
OST_GenericModel |  | Flood Barriers | FB-06 | Site | Flood Barrier
OST_GenericModel |  | Flood Barriers | FB-07 | Site | Flood Barrier
OST_GenericModel |  | Flood Barriers | FB-09 | Site | Flood Barrier
OST_GenericModel |  | Flood Barriers | FB-01 | Site | Flood Barrier
OST_GenericModel |  | Flood Barriers | FB-02 | Site | Flood Barrier
OST_GenericModel |  | Flood Barriers | FB-03 | Site | Flood Barrier
OST_GenericModel |  | Flood Barriers | FB-04 | Site | Flood Barrier
OST_GenericModel |  | Flood Barriers | V-01 | Site | Flood Barrier
OST_GenericModel |  | Flood Barriers | V-02 | Site | Flood Barrier
OST_GenericModel |  | Flood Barriers | V-03 | Site | Flood Barrier
OST_GenericModel |  | Flood Barriers | V-04 | Site | Flood Barrier
OST_GenericModel |  | Flood Barriers | V-05 | Site | Flood Barrier
OST_GenericModel |  | Flood Barriers | V-06 | Site | Flood Barrier
OST_GenericModel |  | Flood Barriers | V-07 | Site | Flood Barrier
OST_GenericModel |  | FLT 100 X 8 X 4168 LONG | 2000Lx100Wx50Tx45deg | Structural | Steel Bracing
OST_GenericModel |  | FLT 100 X 8 X 4181 LONG | 2000Lx100Wx50Tx47deg | Structural | Steel Bracing
OST_GenericModel |  | FLT 100 X 8 X 4181 LONG 50 deg | 2000Lx100Wx50Tx50 deg | Structural | Steel Bracing
OST_LightingDevices |  | E-M_Intermidiate Lighting Switch | Intermidiate Light Switch | Lighting Devices | Lighting Switch
OST_LightingDevices |  | E-M_One-way switch | One way light switch | Lighting Devices | Lighting Switch
OST_LightingDevices |  | E-M_One-way switch | H-O-A | Lighting Devices | Lighting Switch
OST_LightingDevices |  | E-M_Photocell | E-M_Photocell | Lighting Devices | Photocell
OST_LightingDevices |  | E-M_Two-way switch | Two-way light switch | Lighting Devices | Lighting Switch
OST_LightingDevices |  | Microwave lighting controll presence | Microwave lighting controll presence | Safety and Security | PIR Sensor - Lighting
OST_LightingDevices |  | Microwave lighting controll presence | Microwave lighting controll presence day light lux level sensing | Safety and Security | PIR Sensor - Lighting
OST_LightingDevices |  | Microwave lighting controll presence | Microwave lighting controll presence(IP Rated) | Safety and Security | PIR Sensor - Lighting
OST_LightingDevices |  | Microwave lighting controll presence | Wall mounted microwave lighting controll presence | Safety and Security | PIR Sensor - Lighting
OST_LightingFixtures |  | E-M_63_PHILIPS_coreline-recessed_f | "Philips Coreline"_D/E | Lighting Fixtures | Recessed Downlight
OST_LightingFixtures |  | E-M_63_PHILIPS_coreline-recessed_f | "Philips Coreline"_D | Lighting Fixtures | Recessed Downlight
OST_LightingFixtures |  | E-M_Arctic OPL ECO LED 1200 47W | LED 1200 47W (Emergency Lighting-A/E) | Lighting Fixtures | Emergency Lighting
OST_LightingFixtures |  | E-M_Arctic OPL ECO LED 1200 47W | LED 1200 47W (Lighting-A) | Lighting Fixtures | Recessed Lighting
OST_LightingFixtures |  | E-M_Arctic OPL ECO LED 1200 47W | LED 600 28W (Lighting-A1) | Lighting Fixtures | Recessed Lighting
OST_LightingFixtures |  | E-M_Arctic OPL ECO LED 1200 47W | LED 600 28W (Emergency Lighting-A1/E) | Lighting Fixtures | Emergency Lighting
OST_LightingFixtures |  | E-M_Arctic OPL ECO LED 1200 Wall based light | LED 600 28W (Emergency Lighting-A1/E) | Lighting Fixtures | Emergency Lighting
OST_LightingFixtures |  | E-M_Arctic OPL ECO LED 1200 Wall based light | LED 1200 47W (Emergency Lighting-A/E) | Lighting Fixtures | Emergency Lighting
OST_LightingFixtures |  | E-M_Arctic OPL ECO LED 1200 Wall based light | LED 1200 47W (Lighting-A) | Lighting Fixtures | Wall Lighting
OST_LightingFixtures |  | E-M_Emergency Exit Light | IP65 | Lighting Fixtures | Emergency Lighting
OST_LightingFixtures |  | E-M_Emergency Luminaire with batery backup | X1/E | Lighting Fixtures | Battery Backed Emergency Lighting
OST_LightingFixtures |  | E-M_Emergency twin pack spotlight | Emergency Twin Pack Spotlight | Lighting Fixtures | Battery Backed Emergency Lighting
OST_LightingFixtures |  | E-M_Erco Compact Recessed Downlight | ERCO COMPACT_X3 | Lighting Fixtures | Recessed Downlight
OST_LightingFixtures |  | E-M_Erco Compact Recessed Downlight | ERCO COMPACT_X2 | Lighting Fixtures | Recessed Downlight
OST_LightingFixtures |  | E-M_Erco Compact Recessed Downlight | ERCO COMPACT_X2/E | Lighting Fixtures | Recessed Downlight
OST_LightingFixtures |  | E-M_Erco Compact Recessed Downlight | ERCO COMPACT_J | Lighting Fixtures | Recessed Downlight
OST_LightingFixtures |  | E-M_Erco Compact Recessed Downlight | ERCO COMPACT_J/E | Lighting Fixtures | Recessed Downlight
OST_LightingFixtures |  | E-M_PILOT DL LED | PILOT DL LED (Emergency Lighting) | Lighting Fixtures | Emergency Lighting
OST_LightingFixtures |  | E-M_PILOT DL LED | PILOT DL LED | Lighting Fixtures | Recessed Lighting
OST_LightingFixtures |  | E-M_R1 LED Strip light | R1 LED Strip light | Lighting Fixtures | Recessed Lighting
OST_LightingFixtures |  | E-M_R3 LED Strip Light | R3 LED Strip Light | Lighting Fixtures | Recessed Lighting
OST_LightingFixtures |  | E-M_RECCESSED SPOT LIGHT PIPES RV XS | 690 lm 6W 830 350 mA 18,6V 38° IP20 | Lighting Fixtures | Recessed Spotlight
OST_LightingFixtures |  | E-M_SAFARI DL LED | SAFARI DL LED (Emergency Lighting) | Lighting Fixtures | Emergency Lighting
OST_LightingFixtures |  | E-M_SAFARI DL LED | SAFARI DL LED | Lighting Fixtures | Recessed Spotlight
OST_LightingFixtures |  | E-M_Thorn Novaline LED | THORN NOVALINE LED | Lighting Fixtures | Recessed Downlight
OST_LightingFixtures |  | E-M_Ventilux halo recessed LED emergency fitting | Ventilux halo recessed LED emergency fitting | Lighting Fixtures | Emergency Lighting
OST_MechanicalEquipment |  | F-M_Centrifugal Pump - Horizontal | 5.4 LPS - 7.3 Meter Head | Mechanical Equipment | Fire Pump
OST_MechanicalEquipment |  | F-M_Fire_Extinguisher-CO2 | Alloy Steel 2 kg | Fire Protection | Fire Extinguisher - CO2 2Kg
OST_MechanicalEquipment |  | F-M_Fire_Extinguisher-CO2 | Alloy Steel 5 kg | Fire Protection | Fire Extinguisher - CO2 5Kg
OST_MechanicalEquipment |  | F-M_Fire_Extinguisher-DRY | water 9L | Fire Protection | Fire Extinguisher - Water CO2
OST_MechanicalEquipment |  | F-M_Fire_Hose_Reel | Fire Hose Reel | Fire Protection | Hose Reel Cabinet
OST_MechanicalEquipment |  | F-M_Inlet Breeching Valve | 2-Way | Fire Protection | Dry Riser
OST_MechanicalEquipment |  | F-M_Pump-Inline_Vertical_Split | Vertical Pump Inline | Mechanical Equipment | Fire Pump
OST_MechanicalEquipment |  | F-M_Smoke_Controls_Panel | Control Panel | Fire Protection | Smoke Control Panel
OST_MechanicalEquipment |  | F-M_Yellow_Break_Glass | Yellow_Break_Glass | Fire Protection | Manual Call Point
OST_MechanicalEquipment |  | H-M_AHU01 - Econet | AHU01 - Econet | Mechanical Equipment | Heat Exchanger
OST_MechanicalEquipment |  | H-M_AHU02 - Econet | AHU02 - Econet | Mechanical Equipment | Heat Exchanger
OST_MechanicalEquipment |  | H-M_Air and Dirt Separator | XC200L | Mechanical Equipment | Air Seperator
OST_MechanicalEquipment |  | H-M_Air and Dirt Separator | XC150L | Mechanical Equipment | Air Seperator
OST_MechanicalEquipment |  | H-M_AIR_ARMO-RJ_FAN_19419 | ITF | Mechanical Equipment | Jet Fan
OST_MechanicalEquipment |  | H-M_Boiler Remeha_Gas610EcoPro-1300_LOD-5 | Gas 610 Eco Pro - 1300 | Mechanical Equipment | Boiler
OST_MechanicalEquipment |  | H-M_DL Wilo Pump | Wilo DLe80/140-7.5/2 | Mechanical Equipment | Chilled Water Pump
OST_MechanicalEquipment |  | H-M_Dosing_Pot | Dosing_Pot | Mechanical Equipment | Dosing Pot
OST_MechanicalEquipment |  | H-M_DP Wilo Pump | Wilo DPe65/120-3/2 | Mechanical Equipment | Chilled Water Pump
OST_MechanicalEquipment |  | H-M_DP Wilo Pump | Wilo DPe50/130-2.2/2 | Mechanical Equipment | Hot Water Pump
OST_MechanicalEquipment |  | H-M_Exhaust _Fan | ARMO-A 400/6-28 | Mechanical Equipment | Exhaust Fan
OST_MechanicalEquipment |  | H-M_Extract Air Handling Unit | AHU.R.01 - EXTRACT | Mechanical Equipment | Extract Air Handling Unit
OST_MechanicalEquipment |  | H-M_Fan_Coil_Unit_Diffusion_WaterSide | 2 Way | Mechanical Equipment | Fan Coil Unit
OST_MechanicalEquipment |  | H-M_Fan_Coil_Unit_Diffusion_WaterSide | 3 Way | Mechanical Equipment | Fan Coil Unit
OST_MechanicalEquipment |  | H-M_HVAC_CIMM_Expansion-Vessels | 500 l | Mechanical Equipment | Expansion Tank
OST_MechanicalEquipment |  | H-M_Mechanical-Ventilation_AERECO-Polska_EGP.ASL | EGP.ASL.40.2.0,75 | Mechanical Equipment | Exhaust Fan
OST_MechanicalEquipment |  | H-M_Mechanical_Equipment-Radiators-rfa | 650mm | Mechanical Equipment | Radiator
OST_MechanicalEquipment |  | H-M_Mechanical_Equipment-Radiators-rfa | 500mm | Mechanical Equipment | Radiator
OST_MechanicalEquipment |  | H-M_Mechanical_Equipment-Radiators-rfa | 2300mm | Mechanical Equipment | Radiator
OST_MechanicalEquipment |  | H-M_Mechanical_Equipment-Radiators-rfa | 800mm | Mechanical Equipment | Radiator
OST_MechanicalEquipment |  | H-M_Mechanical_Equipment-Radiators-rfa | 1700mm | Mechanical Equipment | Radiator
OST_MechanicalEquipment |  | H-M_Mechanical_Equipment-Radiators-rfa | 600mm | Mechanical Equipment | Radiator
OST_MechanicalEquipment |  | H-M_Mechanical_Equipment-Radiators-rfa | 1200mm | Mechanical Equipment | Radiator
OST_MechanicalEquipment |  | H-M_Mechanical_Equipment-Radiators-rfa | 2000mm | Mechanical Equipment | Radiator
OST_MechanicalEquipment |  | H-M_Mechanical_Equipment-Radiators-rfa | 700mm | Mechanical Equipment | Radiator
OST_MechanicalEquipment |  | H-M_Mechanical_Equipment-Radiators-rfa | 650mm-1 | Mechanical Equipment | Radiator
OST_MechanicalEquipment |  | H-M_Mechanical_Equipment-Radiators-rfa | 900mm | Mechanical Equipment | Radiator
OST_MechanicalEquipment |  | H-M_Meter Module Gas network Meter skid | Control Panel | Plumbing Devices | Gas Meter
OST_MechanicalEquipment |  | H-M_Oil Fill cabinet | as Specified | Mechanical Equipment | Oil Fill Cabinet
OST_MechanicalEquipment |  | H-M_Pressure Transducer | Transducer | Mechanical Devices | Transducer
OST_MechanicalEquipment |  | H-M_Pressurisation equipment | Pressurisation set | Mechanical Equipment | Pressurization Equipment
OST_MechanicalEquipment |  | H-M_Pump-Inline_Vertical_CHW | Vertical_Pump_CHW | Mechanical Equipment | Chilled Water Pump
OST_MechanicalEquipment |  | H-M_Screw Chiller - Air Cooled - 400-500 Tons | 450-500 Tons | Mechanical Equipment | Screw Chiller
OST_MechanicalEquipment |  | H-M_Supply Air Handling Unit | AHU.CP.01 2 | Mechanical Equipment | Supply Air Handling Unit
OST_MechanicalEquipment |  | H-M_Toilet Exhaust Fan - Inline | TEF.02 | Mechanical Equipment | Toilet Exhaust Fan
OST_MechanicalEquipment |  | H-M_Toilet Exhaust Fan - Inline | TEF.01 | Mechanical Equipment | Toilet Exhaust Fan
OST_MechanicalEquipment |  | H-M_Wall_Exhaust_Fan Direct_Drive | Wall_Exhaust_Fan | Mechanical Equipment | Exhaust Fan
OST_MechanicalEquipment |  | H-M_Wilo_Stratos_Pump | Stratos 65/1-6_10 | Mechanical Equipment | Chilled Water Pump
OST_MechanicalEquipment |  | H-M_Wilo_Stratos_Pump | Stratos 50/1-16_6 | Mechanical Equipment | Hot Water Pump
OST_MechanicalEquipment |  | H-M_Wilo_Stratos_Pump | Stratos 40/1-16_6 | Mechanical Equipment | Hot Water Pump
OST_MechanicalEquipment |  | H-M_Wilo_Yonos Pump MAXO | Yonos MAXO 50/0,5-9_6 | Mechanical Equipment | Shunt Pump
OST_MechanicalEquipment |  | P-M_ConcreteSteel_Rectangular_Storage_Tank | Fire 14500 Gallons | Mechanical Equipment | Storage Tank
OST_MechanicalEquipment |  | P-M_Expansion Vessel | Expansion Vessel | Mechanical Equipment | Expansion Tank
OST_MechanicalEquipment |  | P-M_Hot Water Pump | HWP | Mechanical Equipment | Hot Water Pump
OST_MechanicalEquipment |  | P-M_HWS Heating Calorifier | 400 | Mechanical Equipment | Calorifier
OST_MechanicalEquipment |  | P-M_Plumbing_Pumps | Booster Pump | Plumbing Equipment | Cold Water Booster Pump
OST_MechanicalEquipment |  | P-M_Plumbing_Pumps | Main Water Pump | Plumbing Equipment | Main Water Pump
OST_MechanicalEquipment |  | P-M_Sump-Discharge Pump_Series | Discharge Pump | Mechanical Equipment | Discharge Pump
OST_PipeAccessory |  | F-M_Automatic air vent valve | 100 mm | Plumbing Devices | Air Vent Valve
OST_PipeAccessory |  | F-M_Ball Valve - 50-150 mm | 32 mm | Plumbing Devices | Ball Valve
OST_PipeAccessory |  | F-M_Ball Valve - 50-150 mm | 40 mm | Plumbing Devices | Ball Valve
OST_PipeAccessory |  | F-M_Ball Valve - 50-150 mm | 65 mm | Plumbing Devices | Ball Valve
OST_PipeAccessory |  | F-M_Ball Valve - 50-150 mm | 25 mm | Plumbing Devices | Ball Valve
OST_PipeAccessory |  | F-M_Butterfly Valve - 50-300 mm | 65 mm | Plumbing Devices | Butterfly Valve
OST_PipeAccessory |  | F-M_Butterfly Valve - 50-300 mm | 80 mm | Plumbing Devices | Butterfly Valve
OST_PipeAccessory |  | F-M_Butterfly Valve - 50-300 mm | 50 mm | Plumbing Devices | Butterfly Valve
OST_PipeAccessory |  | F-M_Butterfly Valve - 50-300 mm | 100 mm | Plumbing Devices | Butterfly Valve
OST_PipeAccessory |  | F-M_Butterfly_valve_ | BV-100A | Plumbing Devices | Butterfly Valve
OST_PipeAccessory |  | F-M_Butterfly_valve_ | BV-150A | Plumbing Devices | Butterfly Valve
OST_PipeAccessory |  | F-M_Butterfly_valve_ | BV-80A | Plumbing Devices | Butterfly Valve
OST_PipeAccessory |  | F-M_Check Valve - Wafer - 50-600 mm | 150 mm | Plumbing Devices | Check Valve
OST_PipeAccessory |  | F-M_Fire_Valve_Cabinet_Hosted_Recessed | 1 1/2" | Plumbing Devices | Hydrant Valve
OST_PipeAccessory |  | F-M_GateValve | DN50 | Plumbing Devices | Gate Valve
OST_PipeAccessory |  | F-M_Junction_Box | Junction_Box | Safety and Security | Junction Box
OST_PipeAccessory |  | F-M_Landing_Valve | 50mm | Plumbing Devices | Hydrant Valve
OST_PipeAccessory |  | F-M_Pressure Gauge | 50 mm Dial - 8 mm | Plumbing Devices | Pressure Gauge
OST_PipeAccessory |  | F-M_Pressure_Valve | 50mm | Plumbing Devices | Pressure Valve
OST_PipeAccessory |  | F-M_Water Flow Alarm Switch | Water Flow Alarm Switch | Plumbing Devices | Wet Alarm Valve
OST_PipeAccessory |  | F-M_Wet Valve Alarm Set | 4" | Plumbing Devices | Wet Alarm Valve
OST_PipeAccessory |  | F-M_Zone Valve Assemble | 1-1/4" 009-M2-QT | Plumbing Devices | Zone Valve
OST_PipeAccessory |  | H-M_Automatic air vent valve | 50 mm | Plumbing Devices | Air Vent Valve
OST_PipeAccessory |  | H-M_Automatic air vent valve | 80 mm | Plumbing Devices | Air Vent Valve
OST_PipeAccessory |  | H-M_Balancing_valve_Flow | BTP | Plumbing Devices | Balancing Valve
OST_PipeAccessory |  | H-M_Ball Valve | 32 mm | Plumbing Devices | Ball Valve
OST_PipeAccessory |  | H-M_Ball Valve | 50 mm | Plumbing Devices | Ball Valve
OST_PipeAccessory |  | H-M_Ball Valve | 65mm | Plumbing Devices | Ball Valve
OST_PipeAccessory |  | H-M_Ball Valve | 65 mm | Plumbing Devices | Ball Valve
OST_PipeAccessory |  | H-M_Ball Valve | 25 mm | Plumbing Devices | Ball Valve
OST_PipeAccessory |  | H-M_Ball Valve | 80 mm | Plumbing Devices | Ball Valve
OST_PipeAccessory |  | H-M_Ball Valve | 15 mm | Plumbing Devices | Ball Valve
OST_PipeAccessory |  | H-M_Ball Valve | 150mm_Gas | Plumbing Devices | Ball Valve
OST_PipeAccessory |  | H-M_Ball Valve | 40 mm | Plumbing Devices | Ball Valve
OST_PipeAccessory |  | H-M_Ball Valve | 100mm | Plumbing Devices | Ball Valve
OST_PipeAccessory |  | H-M_Belimo-Energy_Valve | 50mm | Plumbing Devices | Motorized Valve
OST_PipeAccessory |  | H-M_Belimo-Energy_Valve | 80mm | Plumbing Devices | Motorized Valve
OST_PipeAccessory |  | H-M_Belimo-Energy_Valve | 25mm | Plumbing Devices | Motorized Valve
OST_PipeAccessory |  | H-M_Belimo-Energy_Valve | 40mm | Plumbing Devices | Motorized Valve
OST_PipeAccessory |  | H-M_ButterFly Iso Valve | DN50 | Plumbing Devices | Butterfly Valve
OST_PipeAccessory |  | H-M_Butterfly Valve - 50-300 mm | 150 mm | Plumbing Devices | Butterfly Valve
OST_PipeAccessory |  | H-M_Butterfly Valve - 50-300 mm | 200 mm | Plumbing Devices | Butterfly Valve
OST_PipeAccessory |  | H-M_Circuit Setter - 65-100 mm | 65 mm | Plumbing Devices | Balancing Valve
OST_PipeAccessory |  | H-M_Circuit Setter - 65-100 mm | 25 mm | Plumbing Devices | Balancing Valve
OST_PipeAccessory |  | H-M_Circuit Setter - 65-100 mm | 32 mm | Plumbing Devices | Balancing Valve
OST_PipeAccessory |  | H-M_Circuit Setter - 65-100 mm | 20 mm | Plumbing Devices | Balancing Valve
OST_PipeAccessory |  | H-M_Circuit Setter - 65-100 mm | 50 mm | Plumbing Devices | Balancing Valve
OST_PipeAccessory |  | H-M_Circuit Setter - 65-100 mm | 80 mm | Plumbing Devices | Balancing Valve
OST_PipeAccessory |  | H-M_Circuit Setter - 65-100 mm | 150 mm | Plumbing Devices | Balancing Valve
OST_PipeAccessory |  | H-M_Draincock-Brass_14 | 15 mm | Plumbing Pipe and Fittings | Draincock
OST_PipeAccessory |  | H-M_Draincock-Brass_14 | 20mm | Plumbing Pipe and Fittings | Draincock
OST_PipeAccessory |  | H-M_Flex Connector | 15 mm | Plumbing Pipe and Fittings | Flexible Pipe
OST_PipeAccessory |  | H-M_Flex Connector | 20 mm | Plumbing Pipe and Fittings | Flexible Pipe
OST_PipeAccessory |  | H-M_Flexible_Connector | 50mm | Plumbing Pipe and Fittings | Pipe Fitting
OST_PipeAccessory |  | H-M_Flexible_Connector | 150mm | Plumbing Pipe and Fittings | Pipe Fitting
OST_PipeAccessory |  | H-M_Flexible_Connector | 100mm | Plumbing Pipe and Fittings | Pipe Fitting
OST_PipeAccessory |  | H-M_Flexible_Connector | 65mm | Plumbing Pipe and Fittings | Pipe Fitting
OST_PipeAccessory |  | H-M_Isolation Valve | 15 mm | Plumbing Devices | Isolation Valve
OST_PipeAccessory |  | H-M_Isolation Valve | 20 mm | Plumbing Devices | Isolation Valve
OST_PipeAccessory |  | H-M_Meter | Heat Meter | Plumbing Devices | Heat Meter
OST_PipeAccessory |  | H-M_Motorised Valve | 100mm | Plumbing Devices | Motorized Valve
OST_PipeAccessory |  | H-M_Motorised Valve | 150mm | Plumbing Devices | Motorized Valve
OST_PipeAccessory |  | H-M_Motorised Valve | 50mm | Plumbing Devices | Motorized Valve
OST_PipeAccessory |  | H-M_Non_Return_Valve - Wafer - 50-600 mm | 150 mm | Plumbing Devices | Check Valve
OST_PipeAccessory |  | H-M_OP Circuit | 50 mm | Plumbing Devices | Pressure Valve
OST_PipeAccessory |  | H-M_OP Circuit | 80 mm | Plumbing Devices | Pressure Valve
OST_PipeAccessory |  | H-M_OP Circuit | 25 mm | Plumbing Devices | Pressure Valve
OST_PipeAccessory |  | H-M_OP Circuit | 40 mm | Plumbing Devices | Pressure Valve
OST_PipeAccessory |  | H-M_OP Circuit | 32 mm | Plumbing Devices | Pressure Valve
OST_PipeAccessory |  | H-M_Solenoid Valve | DN65_Gas | Plumbing Devices | Solenoid Valve
OST_PipeAccessory |  | H-M_Stop_Valve | BSA1T-KS 10-DN150 | Plumbing Devices | Isolation Valve
OST_PipeAccessory |  | H-M_Temperature Gauge | 89 mm Stem - 20 mm | Plumbing Devices | Temperature Gauge
OST_PipeAccessory |  | H-M_Temprature Sensor | 50 mm Dial - 8 mm | Plumbing Devices | Temperature Sensor
OST_PipeAccessory |  | H-M_Test Plug | 15 mm | Plumbing Pipe and Fittings | Test Plug
OST_PipeAccessory |  | H-M_Test Plug | 20 mm | Plumbing Pipe and Fittings | Test Plug
OST_PipeAccessory |  | H-M_Test Plug | 40 mm | Plumbing Pipe and Fittings | Test Plug
OST_PipeAccessory |  | H-M_Test Plug | 25 mm | Plumbing Pipe and Fittings | Test Plug
OST_PipeAccessory |  | H-M_Test Plug | 80 mm | Plumbing Pipe and Fittings | Test Plug
OST_PipeAccessory |  | H-M_Test Plug | 50 mm | Plumbing Pipe and Fittings | Test Plug
OST_PipeAccessory |  | H-M_Test Plug | 32 mm | Plumbing Pipe and Fittings | Test Plug
OST_PipeAccessory |  | H-M_Two-way-motorised valve DN15 | 15 mm | Plumbing Devices | Motorized Valve
OST_PipeAccessory |  | H-M_Two-way-motorised valve DN15 | 40 mm | Plumbing Devices | Motorized Valve
OST_PipeAccessory |  | H-M_Two-way-motorised valve DN15 | 32 mm | Plumbing Devices | Motorized Valve
OST_PipeAccessory |  | H-M_Two-way-motorised valve DN15 | 80 mm | Plumbing Devices | Motorized Valve
OST_PipeAccessory |  | H-M_Two-way-motorised valve DN15 | 50 mm | Plumbing Devices | Motorized Valve
OST_PipeAccessory |  | H-M_Two-way-motorised valve DN15 | 20 mm | Plumbing Devices | Motorized Valve
OST_PipeAccessory |  | H-M_Union_Pipe | 15 mm | Plumbing Pipe and Fittings | Union
OST_PipeAccessory |  | H-M_Union_Pipe | 20 mm | Plumbing Pipe and Fittings | Union
OST_PipeAccessory |  | H-M_Water Flow Alarm Switch | Water Flow Alarm Switch | Plumbing Devices | Wet Alarm Valve
OST_PipeAccessory |  | H-M_Water Meter | Water Meter | Plumbing Devices | Water Meter
OST_PipeAccessory |  | H-M_Y Strainer - 50-500 mm - Flanged | 100 mm | Plumbing Pipe and Fittings | Y Strainer
OST_PipeAccessory |  | H-M_Y Strainer - 50-500 mm - Flanged | 50 mm | Plumbing Pipe and Fittings | Y Strainer
OST_PipeAccessory |  | H-M_Y Strainer - 50-500 mm - Flanged | 40 mm | Plumbing Pipe and Fittings | Y Strainer
OST_PipeAccessory |  | H-M_Y Strainer - 50-500 mm - Flanged | 25 mm | Plumbing Pipe and Fittings | Y Strainer
OST_PipeAccessory |  | H-M_Y Strainer - 50-500 mm - Flanged | 80 mm | Plumbing Pipe and Fittings | Y Strainer
OST_PipeAccessory |  | H-M_Y Strainer - 50-500 mm - Flanged | 32 mm | Plumbing Pipe and Fittings | Y Strainer
OST_PipeAccessory |  | H-M_Y Strainer - 50-500 mm - Flanged | 15 mm | Plumbing Pipe and Fittings | Y Strainer
OST_PipeAccessory |  | H-M_Y Strainer - 50-500 mm - Flanged | 20 mm | Plumbing Pipe and Fittings | Y Strainer
OST_PipeAccessory |  | H-M_Y Strainer - 50-500 mm - Flanged | 150 mm | Plumbing Pipe and Fittings | Y Strainer
OST_PipeAccessory |  | P-M_Ball Valve | 32 mm | Plumbing Devices | Ball Valve
OST_PipeAccessory |  | P-M_Ball Valve | 22 mm | Plumbing Devices | Ball Valve
OST_PipeAccessory |  | P-M_Ball Valve | 28 mm | Plumbing Devices | Ball Valve
OST_PipeAccessory |  | P-M_Ball Valve | 65 mm | Plumbing Devices | Ball Valve
OST_PipeAccessory |  | P-M_Ball Valve | 35 mm | Plumbing Devices | Ball Valve
OST_PipeAccessory |  | P-M_Ball Valve | 50 mm | Plumbing Devices | Ball Valve
OST_PipeAccessory |  | P-M_Ball Valve | 76 mm | Plumbing Devices | Ball Valve
OST_PipeAccessory |  | P-M_Ball Valve | 108 mm | Plumbing Devices | Ball Valve
OST_PipeAccessory |  | P-M_Ball Valve | 54 mm | Plumbing Devices | Ball Valve
OST_PipeAccessory |  | P-M_Ball Valve | 42 mm | Plumbing Devices | Ball Valve
OST_PipeAccessory |  | P-M_Ball Valve | 67 mm | Plumbing Devices | Ball Valve
OST_PipeAccessory |  | P-M_Ball Valve | 15 mm | Plumbing Devices | Ball Valve
OST_PipeAccessory |  | P-M_Ball Valve | 25 mm | Plumbing Devices | Ball Valve
OST_PipeAccessory |  | P-M_Float valve Flange | 2 1/2" | Plumbing Devices | Float Valve
OST_PipeAccessory |  | P-M_Isolation Valve | 15 mm | Plumbing Devices | Isolation Valve
OST_PipeAccessory |  | P-M_Isolation Valve | 20 mm | Plumbing Devices | Isolation Valve
OST_PipeAccessory |  | P-M_Load Sensing Valve | 35 mm | Plumbing Devices | oad Sensing Valve
OST_PipeAccessory |  | P-M_Non Return Valve | 35 mm | Plumbing Devices | Non Return Valve
OST_PipeAccessory |  | P-M_Plumbing_Joints | 15x15 | Plumbing Devices | Ball Valve
OST_PipeAccessory |  | P-M_Plumbing_Joints | 25x25 | Plumbing Devices | Ball Valve
OST_PipeAccessory |  | P-M_Pressure Gauge | 4" Dial - 1/4" | Plumbing Devices | Pressure Gauge
OST_PipeAccessory |  | P-M_Pressure Regulating Valve | 25 mm | Plumbing Devices | Ball Valve
OST_PipeAccessory |  | P-M_Temprature Gauge | 6" Stem - 3/4" | Plumbing Devices | Butterfly Valve
OST_PipeAccessory |  | P-M_Temprature Sensor | 50 mm Dial | Plumbing Devices | Temperature Sensor
OST_PipeAccessory |  | P-M_Valve_Butterfly_Motorised | Butterfly_Motorised | Plumbing Devices | Motorized Valve
OST_PipeAccessory |  | P-M_Water Meter | Water Meter | Plumbing Devices | Water Meter
OST_PipeCurves |  | Pipe Types | Standard | Plumbing Pipe and Fittings | HVAC Pipe
OST_PipeCurves |  | Pipe Types | CDP | Plumbing Pipe and Fittings | HVAC Pipe
OST_PipeCurves |  | Pipe Types | F-M_Natural Gas | Plumbing Pipe and Fittings | Natural Gas Pipe
OST_PipeCurves |  | Pipe Types | Water | Plumbing Pipe and Fittings | Water Pipe
OST_PipeCurves |  | Pipe Types | Water | Plumbing Pipe and Fittings | Water Pipe
OST_PipeCurves |  | Pipe Types | Waste | Plumbing Pipe and Fittings | Water Pipe
OST_PipeCurves |  | Pipe Types | F-M_Fire Protection | Plumbing Pipe and Fittings | Fire Protection Pipe
OST_PipeCurves |  | Pipe Types | F-M_Dry Riser | Fire Protection | Dry Riser
OST_PipeFitting |  | F-M_FIRE_Grooved_Coupling | Standard | Plumbing Pipe and Fittings | Pipe Fitting
OST_PipeFitting |  | F-M_Flex Coupling Style | Standard | Plumbing Pipe and Fittings | Pipe Fitting
OST_PipeFitting |  | F-M_Grooved 90 Elbow | Standard | Plumbing Pipe and Fittings | Pipe Fitting
OST_PipeFitting |  | F-M_Grooved Cap | Standard | Plumbing Pipe and Fittings | Pipe Fitting
OST_PipeFitting |  | F-M_Grooved Concentric Reducer | Threaded | Plumbing Pipe and Fittings | Pipe Fitting
OST_PipeFitting |  | F-M_Grooved Cross | Standard | Plumbing Pipe and Fittings | Pipe Fitting
OST_PipeFitting |  | F-M_Grooved Equal Tee | Standard | Plumbing Pipe and Fittings | Pipe Fitting
OST_PipeFitting |  | F-M_Grooved Transition | Standard | Plumbing Pipe and Fittings | Pipe Fitting
OST_PipeFitting |  | F-M_Grooved Transition | Standard | Plumbing Pipe and Fittings | Pipe Fitting
OST_PipeFitting |  | F-M_Grooved_Concentric Reducer | Threaded | Plumbing Pipe and Fittings | Pipe Fitting
OST_PipeFitting |  | F-M_Tee - Generic | Standard | Plumbing Pipe and Fittings | Pipe Fitting
OST_PipeFitting |  | H-M_Cap - Generic | Standard | Plumbing Pipe and Fittings | Pipe Fitting
OST_PipeFitting |  | H-M_Coupling - Generic | Standard | Plumbing Pipe and Fittings | Pipe Fitting
OST_PipeFitting |  | H-M_Elbow - Generic | Standard | Plumbing Pipe and Fittings | Pipe Fitting
OST_PipeFitting |  | H-M_Tee - Generic | Standard | Plumbing Pipe and Fittings | Pipe Fitting
OST_PipeFitting |  | H-M_Transition - Generic | Standard | Plumbing Pipe and Fittings | Pipe Fitting
OST_PipeFitting |  | M_Bend - PVC - Sch 40 - DWV | Standard | Plumbing Pipe and Fittings | Pipe Fitting
OST_PipeFitting |  | M_Cap - PVC - Sch 40 - DWV | Standard | Plumbing Pipe and Fittings | Pipe Fitting
OST_PipeFitting |  | M_Reducer - PVC - Sch 40 - DWV | Standard | Plumbing Pipe and Fittings | Pipe Fitting
OST_PipeFitting |  | M_Tee Reducing Sanitary - PVC - Sch 40 - DWV | Standard | Plumbing Pipe and Fittings | Pipe Fitting
OST_PipeFitting |  | P-M_Bend - PVC - Sch 40 - DWV | Standard | Plumbing Pipe and Fittings | Pipe Fitting
OST_PipeFitting |  | P-M_Cap - Generic | Standard | Plumbing Pipe and Fittings | Pipe Fitting
OST_PipeFitting |  | P-M_Cap - Generic | Standard | Plumbing Pipe and Fittings | Pipe Fitting
OST_PipeFitting |  | P-M_Cap - PVC - Sch 40 - DWV | Standard | Plumbing Pipe and Fittings | Pipe Fitting
OST_PipeFitting |  | P-M_Coupling - Generic | Standard | Plumbing Pipe and Fittings | Pipe Fitting
OST_PipeFitting |  | P-M_Coupling - PVC - Sch 40 - DWV | Standard | Plumbing Pipe and Fittings | Pipe Fitting
OST_PipeFitting |  | P-M_Elbow - Welded - Generic | Standard | Plumbing Pipe and Fittings | Pipe Fitting
OST_PipeFitting |  | P-M_Elbow - Welded - Generic | Standard | Plumbing Pipe and Fittings | Pipe Fitting
OST_PipeFitting |  | P-M_Reducer - PVC - Sch 40 - DWV | Standard | Plumbing Pipe and Fittings | Pipe Fitting
OST_PipeFitting |  | P-M_Tee - Welded - Generic | Standard | Plumbing Pipe and Fittings | Pipe Fitting
OST_PipeFitting |  | P-M_Tee - Welded - Generic | Standard | Plumbing Pipe and Fittings | Pipe Fitting
OST_PipeFitting |  | P-M_Tee Reducing - Threaded - MI - Class 150 | Standard | Plumbing Pipe and Fittings | Pipe Fitting
OST_PipeFitting |  | P-M_Tee Reducing Double Sanitary - PVC - Sch 40 - DWV | Standard | Plumbing Pipe and Fittings | Pipe Fitting
OST_PipeFitting |  | P-M_Tee Reducing Sanitary - PVC - Sch 40 - DWV | Standard | Plumbing Pipe and Fittings | Pipe Fitting
OST_PipeFitting |  | P-M_Tee Reducing Vent - PVC - Sch 40 - DWV | Standard | Plumbing Pipe and Fittings | Pipe Fitting
OST_PipeFitting |  | P-M_Transition - Generic | Standard | Plumbing Pipe and Fittings | Pipe Fitting
OST_PipeFitting |  | P-M_Transition - Generic | Standard | Plumbing Pipe and Fittings | Pipe Fitting
OST_Planting |  | Planter box | Planter box | Site | Planter box
OST_Planting |  | RPC Plant - Tropical | Agave - 1.5' | Site | Plant
OST_PlumbingFixtures |  | P-M_Alder_S5900_BIM_GB | S590001 - Alder Heavy Duty Cleaner's Sink | Plumbing Fixtures | Sink
OST_PlumbingFixtures |  | P-M_Combination_M Contour 21 Close_Coupled Pack RH | S6967 | Plumbing Fixtures | Accessible Toilet
OST_PlumbingFixtures |  | P-M_Plumbing_Drainage_Zurn-Industries_Z1730_Floor-Drain | Threaded | Plumbing Pipe and Fittings | Floor Drain
OST_PlumbingFixtures |  | P-M_Sanitary_Toilets_Azzurra-Ceramica_Nuvola-close-coupled-Wc-wall-floor-trap | Default | Plumbing Fixtures | General Toilet
OST_PlumbingFixtures |  | P-M_Shower_columns_15486 | Shower_columns_15486 | Plumbing Fixtures | Shower
OST_PlumbingFixtures |  | P-M_Urinal_Rimflushing_Fully Concealed | E6215 - Jasper Morrison | Plumbing Fixtures | Urinal
OST_PlumbingFixtures |  | P-M_Vitra_Special_Basin | S20 Middle Tap Hole | Plumbing Fixtures | Sink
OST_PlumbingFixtures |  | P-M_Vitra_UnderCounter_Basin | S50 Without Tap Hole | Plumbing Fixtures | Sink
OST_PlumbingFixtures |  | P-M_Wall_Basin_with_optional_pedestal_taps_or_mixer_13910 | 500w x 420d wall w taps | Plumbing Fixtures | Sink
OST_RailingTopRail |  | Top Rail Type | Circular - 40mm | Railing | Handrail
OST_RailingTopRail |  | Top Rail Type | Elliptical - 40x30mm | Railing | Handrail
OST_Ramps |  | Ramp | Ramp CAR PARKING | Site | Car Park Ramp
OST_Roofs |  | Basic Roof | Generic - 400mm | Roof | Basic Roof
OST_Roofs |  | Basic Roof | Glass Roof | Roof | Glass Roof
OST_SecurityDevices |  | E-M_Access Control Panel | Access Control Panel | Safety and Security | Access Controller
OST_SecurityDevices |  | E-M_Carder reader | Proximity Card Reader | Safety and Security | Access Control Reader
OST_SecurityDevices |  | E-M_Disabled access controller | Disabled access controller | Safety and Security | Access Controller
OST_SecurityDevices |  | E-M_Disabled Access Door Release | Disabled Access Door Release | Safety and Security | Door Release Button
OST_SecurityDevices |  | E-M_Disabled Pull cord switch | 85x85mm | Safety and Security | Disabled Pull Cord Switch
OST_SecurityDevices |  | E-M_Disabled Reset Button | OS2 STANDARD MCP | Safety and Security | Disabled Refuge Alarm
OST_SecurityDevices |  | E-M_Door Controller | Door Controller | Safety and Security | Access Controller
OST_SecurityDevices |  | E-M_Door Release Button | Door Release Button | Safety and Security | Door Release Button
OST_SecurityDevices |  | E-M_Double Door Magnetic Lock | Magnetic door hold open device | Safety and Security | Electro Magnetic Lock
OST_SecurityDevices |  | E-M_Gas Detection panel | Gas Detection panel | Fire Protection | Gas Detection Panel
OST_SecurityDevices |  | E-M_Green break glass unit with AOV | Green break glass unit with AOV | Safety and Security | Green Break Glass Unit w AOV
OST_SecurityDevices |  | E-M_Intruder Alarm Ceiling Mounted 360 Passive Infra Red Detector | Presence Detector & Day lux level sensing | Safety and Security | PIR Sensor - Lighting
OST_SecurityDevices |  | E-M_Intruder Alarm Ceiling Mounted 360 Passive Infra Red Detector | Presence Detector | Safety and Security | PIR Sensor
OST_SecurityDevices |  | E-M_Intruder alarm sounder | Intruder Alarm Sounder | Safety and Security | Intruder Alarm Sounder
OST_SecurityDevices |  | E-M_Intruder alarm sounder | External Intruder Alarm Sounder | Safety and Security | Intruder Alarm Sounder
OST_SecurityDevices |  | E-M_IP video and audio | E-M_Standard | Safety and Security | IP Video and Audio Device
OST_SecurityDevices |  | E-M_Key Switch | Key Switch | Safety and Security | Key Switch
OST_SecurityDevices |  | E-M_Magnetic Contact | Short Catch Plate | Safety and Security | Electro Magnetic Lock
OST_SecurityDevices |  | E-M_Magnetic Contact | Long Catch Plate | Safety and Security | Electro Magnetic Lock
OST_SecurityDevices |  | E-M_Panic Alarm push button | Disabled Access Door Release | Safety and Security | Door Release Button
OST_SecurityDevices |  | E-M_Samsung External CCTV Dome Camera | SNB-7004 | Safety and Security | External Dome Camera
OST_SecurityDevices |  | E-M_Samsung Internal CCTV Dome Camera | SNO-7080R | Safety and Security | Internal Dome Camera
OST_SecurityDevices |  | E-M_Single Door Magnetic Lock | Magnetic door hold open device | Safety and Security | Electro Magnetic Lock
OST_SecurityDevices |  | E-M_wire less reciever | 4-ch Embedded Mini WiFi NVR | Safety and Security | Network Video Recorder
OST_SpecialityEquipment |  | A-M_FallArrest__Cable | 8mm_7x7_SS_Cable/M | Safety and Security | Fall Arrest System
OST_SpecialityEquipment |  | A-M_FallArrest_EndOrCornerAnchor | 350x440BL_45Corner | Safety and Security | Fall Arrest System
OST_SpecialityEquipment |  | A-M_FallArrest_IntermediateAnchor | 350x440BL_IntermediateGuide | Safety and Security | Fall Arrest System
OST_SpecialityEquipment |  | A-M_Holding Support 1 | Holding Support | Safety and Security | Fall Arrest System
OST_SpecialityEquipment |  | A-M_Holding Support 2 | Holding Support 2 | Safety and Security | Fall Arrest System
OST_SpecialityEquipment |  | A-M_Holding Support 3 | Holding Support 3 | Safety and Security | Fall Arrest System
OST_SpecialityEquipment |  | A-M_PnlCbclSym_Altitude | Altitude_13mmSGL-DoorOverPanels | Partition | Toilet Partition
OST_SpecialityEquipment |  | A-M_Skyway Monorail | Top Support 2 | Safety and Security | Fall Arrest System
OST_SpecialityEquipment |  | Disabled Lift | ByType | Elevator | Disabled Elevator
OST_SpecialityEquipment |  | Electric_Elevator_1119 (2) | 2000 lbs | Elevator | Passenger Elevator
OST_SpecialityEquipment |  | Lifts | Lift 1 | Elevator | Passenger Elevator
OST_SpecialityEquipment |  | Lifts | LIFT 5 | Elevator | Passenger Elevator
OST_SpecialityEquipment |  | Toilet-Partition-Array | 4-36x60+1 ADA | Partition | Toilet Partition
OST_SpecialityEquipment |  | Toilet-Partition-Array | 4-36x60+1 ADA 2 | Partition | Toilet Partition
OST_SpecialityEquipment |  | Toilet-Partition-Array | 4-36x60+1 ADA 3 | Partition | Toilet Partition
OST_SpecialityEquipment |  | Toilet-Partition-Array | 4-36x60+1 ADA 5 | Partition | Toilet Partition
OST_SpecialityEquipment |  | Toilet-Partition-Array | 4-36x60+1 ADA 6 | Partition | Toilet Partition
OST_Sprinklers |  | F-M_Conceled Sprinkler | RD107 | Plumbing Fixtures | Concealed Sprinkler
OST_Sprinklers |  | F-M_Side Throw Sprinkler | 32 mm | Plumbing Fixtures | Side Wall Sprinkler
OST_Sprinklers |  | F-M_Sprinkler-Pendent | RD021 CUP QR | Plumbing Fixtures | Pendant Sprinkler
OST_Stairs |  | Assembled Stair | 190mm max riser 250mm going | Stairs | Assembled
OST_Stairs |  | Assembled Stair | Enterance stairs | Stairs | Assembled
OST_Stairs |  | Cast-In-Place Stair | Monolithic Stair | Stairs | Cast-in-Place
OST_Stairs |  | Cast-In-Place Stair | Monolithic Stair_Nosing | Stairs | Cast-in-Place
OST_Stairs |  | Precast Stair | Precast Stair | Stairs | Precast
OST_Stairs |  | Stair | 190mm max riser 250mm going | Stairs | 190mm max riser
OST_StairsLandings |  | Monolithic Landing | 250mm Thickness | Stairs | Monolithic Run
OST_StairsRailing |  | Railing | 900mm Pipe | Stairs | Handrail
OST_StairsRailing |  | Railing | 1- Wall Mounted | Stairs | Handrail
OST_StairsRailing |  | Railing | Glass Panel - Bottom Fill | Railing | Handrail
OST_StairsRuns |  | Monolithic Run | 150mm Depth | Stairs | Monolithic Run
OST_StairsRuns |  | Monolithic Run | 190mm Depth | Stairs | Monolithic Run
OST_StairsRuns |  | Monolithic Run | 0 mm Nosing | Stairs | Monolithic Run
OST_StairsRuns |  | Non-Monolithic Run | 50mm Tread 13mm Riser | Stairs | Non-Monolithic Run
OST_StructConnections |  | Gusset Plate-Rectangular | Standard | Structural | Gusset Plate Connection
OST_StructuralColumns |  | 2_bolt_base_plate_11218 | 225 x 245 column base Plate | Structural | Circular Column
OST_StructuralColumns |  | C1 - CIRCULAR COLUMN | CIRCULAR COLUMN 700MM | Structural | Circular Column
OST_StructuralColumns |  | C10 - RECTANGULAR COLUMN | RECTANGULAR COLUMN 1150 X 350 MM | Structural | Rectangular Column
OST_StructuralColumns |  | C11 - SQUARE COLUMN | SQUARE COLUMN 350MM | Structural | Square Column
OST_StructuralColumns |  | C12 - RECTANGULAR COLUMN | RECTANGULAR COLUMN 1025 X350 MM | Structural | Rectangular Column
OST_StructuralColumns |  | C13 - RECTANGULAR COLUMN | RECTANGULAR COLUMN 900 X 275 MM | Structural | Rectangular Column
OST_StructuralColumns |  | C2 - SQUARE COLUMN | SQUARE COLUMN 650MM | Structural | Square Column
OST_StructuralColumns |  | C3 - RECTANGULAR COLUMN | RECTANGULAR COLUMN 400X900 MM | Structural | Rectangular Column
OST_StructuralColumns |  | C4 - RECTANGULAR COLUMN | RECTANGULAR COLUMN 650 X 275 MM | Structural | Rectangular Column
OST_StructuralColumns |  | C5 - RECTANGULAR COLUMN | RECTANGULAR COLUMN 1000 X 275 MM | Structural | Rectangular Column
OST_StructuralColumns |  | C6 -SQUARE HOLLOW SECTION | HSS300 x300 x16 | Structural | Square Hollow Section
OST_StructuralColumns |  | C7 - CIRCULAR COLUMN | CIRCULAR COLUMN 600MM | Structural | Circular Column
OST_StructuralColumns |  | C8 - CIRCULAR COLUMN | CIRCULAR COLUMN 500MM | Structural | Circular Column
OST_StructuralColumns |  | C9 - SQUARE COLUMN 600MM | SQUARE COLUMN 600MM | Structural | Square Column
OST_StructuralColumns |  | PIER 1000 X 650 | PIER 1000 X 650 MM | Structural | Pier
OST_StructuralColumns |  | PIER 1000 X 750 | PIER 1000 X 750 MM | Structural | Pier
OST_StructuralColumns |  | SQUARE HOLLOW SECTION_ Plant area | 250 x 250 x 6.3 | Structural | Supports
OST_StructuralFoundation |  | PC Pile Cap 5275 x 1750 x 1200dp | 5725 X 1750 X1200 | Structural | Pile Cap
OST_StructuralFoundation |  | PC Pile Cap 6200 x 1750 x 1750dp | 6200 X 1750 X 1750 | Structural | Pile Cap
OST_StructuralFoundation |  | PC2 (A) Pile Cap 4900 x 1750 x 1750dp | 4900 X 1750 X1750 | Structural | Pile Cap
OST_StructuralFoundation |  | Pile | 16" Diameter | Structural | Pile
OST_StructuralFoundation |  | Pile-Steel Pipe | 16" Diameter | Structural | Pile
OST_StructuralFoundation |  | RC Base 10579 X 1500X 1350dp | 10579 X 1500X 1350dp | Structural | Pad Foundation
OST_StructuralFoundation |  | RC Base 1500X 1350 DP | 7500 X 1500 X1350 DP | Structural | Pad Foundation
OST_StructuralFoundation |  | RC Base 1500X 1350 DP | 1500X 1350 DP | Structural | Pad Foundation
OST_StructuralFoundation |  | RC Base 1500X 1350 DP | 15216 X 1500 X 1350DP | Structural | Pad Foundation
OST_StructuralFoundation |  | RC Base 1500X 15800 X 2150DP | 1500X 15800 X 1350 dp 2 | Structural | Pad Foundation
OST_StructuralFoundation |  | RC Base 1500X 15800 X 2150DP | 1500X 15800 X 2150DP | Structural | Pad Foundation
OST_StructuralFoundation |  | RC Base 4923 X 1234 X1700dp | 4923 X 1234 X1700dp | Structural | Pad Foundation
OST_StructuralFoundation |  | RC Base 600 X 6591 X 1500 DP | 600 X 6591 X 1500DP | Structural | Pad Foundation
OST_StructuralFoundation |  | RC Base 652 X 3992 X 2150 DP | 652 X 3992 X 2150 DP | Structural | Pad Foundation
OST_StructuralFoundation |  | RC Base 652 X 4350 X 2150DP | 652 X 4350 X 2150DP | Structural | Pad Foundation
OST_StructuralFoundation |  | RC base thickened | Slab edge thickened 650 dp | Structural | Slab with thickened edge
OST_StructuralFoundation |  | RC base thickened | Slab edge thickened 1350 dp | Structural | Slab with thickened edge
OST_StructuralFoundation |  | RC base thickened | Slab edge thickened 1500 | Structural | Slab with thickened edge
OST_StructuralFoundation |  | RC base thickened | Slab edge thickened 2000 dp | Structural | Slab with thickened edge
OST_StructuralFoundation |  | RC base thickened | Slab edge thickened 2899 dp | Structural | Slab with thickened edge
OST_StructuralFoundation |  | RC base thickened | Slab edge thickened 2150 | Structural | Slab with thickened edge
OST_StructuralFoundation |  | RC base thickened | Slab edge thickened 2700 x 650 dp | Structural | Slab with thickened edge
OST_StructuralFoundation |  | RC base thickened | Slab edge thickened 1440 x 650 dp | Structural | Slab with thickened edge
OST_StructuralFraming |  | 1100 X1100 dp R.C BEAM | 1100 x 1100 | Structural Framing | RC Beam
OST_StructuralFraming |  | 24mm Macalloy Strut | 24mm 2 | Structural Framing | Strut
OST_StructuralFraming |  | 24mm Macalloy Strut | 24mm | Structural Framing | Strut
OST_StructuralFraming |  | B1- 350 X 1400 dp R.C BEAM | 350x 1400mm | Structural Framing | RC Beam
OST_StructuralFraming |  | B11- 700 X 500 dp R.C BEAM | 700x 500mm | Structural Framing | RC Beam
OST_StructuralFraming |  | B12- 350 X 950 dp R.C BEAM | 350x 950mm | Structural Framing | RC Beam
OST_StructuralFraming |  | B13- 350 X 650 dp R.C BEAM | 350x 1550mm | Structural Framing | RC Beam
OST_StructuralFraming |  | B15- 350 X 1250 dp R.C BEAM | 350 x 1250mm | Structural Framing | RC Beam
OST_StructuralFraming |  | B17- 350 X 1050 dp R.C BEAM | 350 X 1050 mm | Structural Framing | RC Beam
OST_StructuralFraming |  | B18- 650 X 800 dp R.C BEAM | 650 X 800mm | Structural Framing | RC Beam
OST_StructuralFraming |  | B19- 650 X 625 dp R.C BEAM | 650 X 625mm | Structural Framing | RC Beam
OST_StructuralFraming |  | B2- 350 X 1550 dp R.C BEAM | 350x 1550mm | Structural Framing | RC Beam
OST_StructuralFraming |  | B21- 600 X 625 dp R.C BEAM | 600x 625mm | Structural Framing | RC Beam
OST_StructuralFraming |  | B22- 600 X 800 dp R.C BEAM | 600x 800mm | Structural Framing | RC Beam
OST_StructuralFraming |  | B23- 350 X 800 dp R.C BEAM | 350x 800mm | Structural Framing | RC Beam
OST_StructuralFraming |  | B24- 275 X 800 dp R.C BEAM | 275x 800mm | Structural Framing | RC Beam
OST_StructuralFraming |  | B25- 1400 X 600 dp R.C BEAM | 1400 x 600mm | Structural Framing | RC Beam
OST_StructuralFraming |  | B26- 1000 X 850 dp R.C BEAM | 1000x 850mm | Structural Framing | RC Beam
OST_StructuralFraming |  | B29- 1000 X 675 dp R.C BEAM | 1000x 675mm | Structural Framing | RC Beam
OST_StructuralFraming |  | B30- 650 X 1500 dp R.C BEAM | 650x 1500mm | Structural Framing | RC Beam
OST_StructuralFraming |  | B9- 350 X 1550 dp R.C BEAM | 350x 1550mm | Structural Framing | RC Beam
OST_StructuralFraming |  | CHS-42.4 X 3.2 | CHS - 42.4 X3.2 | Structural Framing | Steel Section
OST_StructuralFraming |  | HSS-Hollow Rectangular Section_Plant area | RHS 250 X 150 X 6.3 | Structural Framing | Steel Section
OST_StructuralFraming |  | Pipes | 21.3 | Structural Framing | Steel Pipe Section
OST_StructuralFraming |  | SHS-Hollow Structural Section | SHS 100 X 100 X 8 | Structural Framing | Steel Section
OST_StructuralFraming |  | SHS-Hollow Structural Section | SHS 120 X 120 X 10 | Structural Framing | Steel Section
OST_StructuralFraming |  | tappered beam exchange | B26 1000 x 850 dp | Structural Framing | Tapered RC Beam
OST_StructuralFraming |  | tappered beam exchange | B28 900 x 850 dp | Structural Framing | Tapered RC Beam
OST_StructuralTruss |  | Truss A | Standard | Structural Framing | Truss
OST_StructuralTruss |  | Truss B | Standard | Structural Framing | Truss
OST_Walls |  | Basic Wall | 250 TK RC WALL | Wall | RC Wall
OST_Walls |  | Basic Wall | 300 TK RC WALL | Wall | RC Wall
OST_Walls |  | Basic Wall | 450 TK RC WALL | Wall | RC Wall
OST_Walls |  | Basic Wall | 215TK WALL | Wall | Block Wall
OST_Walls |  | Basic Wall | 350 TK RC WALL | Wall | RC Wall
OST_Walls |  | Basic Wall | 150 TK WALL | Wall | Block Wall
OST_Walls |  | Basic Wall | 215TK BLOCKWORK WALL | Wall | Block Wall
OST_Walls |  | Basic Wall | 150 TK RC Parapet wall | Wall | RC Wall
OST_Walls |  | Basic Wall | 250 TK RC Parapet wall | Wall | RC Wall
OST_Walls |  | Basic Wall | 200TK WALL | Wall | Block Wall
OST_Walls |  | Basic Wall | 350 TK upstand | Wall | Block Wall
OST_Walls |  | Basic Wall | 725 TK RC WALL | Wall | RC Wall
OST_Walls |  | Basic Wall | 50mm tk wall | Wall | Partition Wall
OST_Walls |  | Basic Wall | 215MM LIGHTWEIGHT CONCRETE BLOCK | Wall | Block Wall
OST_Walls |  | Basic Wall | Generic - 100mm | Wall | Partition Wall
OST_Walls |  | Basic Wall | Feature Panel | Wall | Wall Finish
OST_Walls |  | Basic Wall | Feature Panel 2 | Wall | Wall Finish
OST_Walls |  | Basic Wall | Stone wall ( Lift ) | Wall | Wall Finish
OST_Walls |  | Basic Wall | Stone Facade | Curtain Wall | Stone Cladding System
OST_Walls |  | Basic Wall | Internal Finish | Wall | Wall Finish
OST_Walls |  | Basic Wall | A-M_WT 42 | Wall | Wall Finish
OST_Walls |  | Basic Wall | Aluminium wall | Wall | Louvered Wall
OST_Walls |  | Basic Wall | Enterance luvered wall | Wall | Louvered Wall
OST_Walls |  | Basic Wall | A-M_WT 61 | Wall | Wall Finish
OST_Walls |  | Basic Wall | 70MM METAL STUD PARTITION | Wall | Partition Wall
OST_Walls |  | Basic Wall | Fasade | Wall | Wall Finish
OST_Walls |  | Basic Wall | Atrium side wall | Wall | Wall Finish
OST_Walls |  | Basic Wall | 215MM LIGHTWEIGHT CONCRETE BLOCK _Internal | Wall | Block Wall
OST_Walls |  | Basic Wall | External joint | Wall | Wall Finish
OST_Walls |  | Basic Wall | External Palen | Wall | Wall Panel
OST_Walls |  | Basic Wall | aluminium wall in cage | Wall | Louvered Wall
OST_Walls |  | Basic Wall | Roof panel | Wall | Roof Panel
OST_Walls |  | Basic Wall | Generic - 200mm - Filled | Wall | Block Wall
OST_Walls |  | Basic Wall | Interior - 79mm Partition (1-hr) | Wall | Partition Wall
OST_Walls |  | Basic Wall | Generic - 200mm | Wall | Block Wall
OST_Walls |  | Basic Wall | 295 mm Wall Thick | Wall | Block Wall
OST_Walls |  | Basic Wall | A-M_WT 34 | Wall | Wall Finish
OST_Walls |  | Basic Wall | 245 mm Wall Thick 3 | Wall | Block Wall
OST_Walls |  | Basic Wall | 180 mm Wall Thick | Wall | Block Wall
OST_Walls |  | Basic Wall | 250 mm Wall Thick | Wall | Block Wall
OST_Walls |  | Basic Wall | 215 mm Wall Thick | Wall | Block Wall
OST_Walls |  | Basic Wall | 160 mm Wall Thick | Wall | Block Wall
OST_Walls |  | Basic Wall | 280 mm Wall Thick | Wall | Block Wall
OST_Walls |  | Basic Wall | A-M_WT 31 | Wall | Wall Finish
OST_Walls |  | Basic Wall | 50 mm Wall Thick | Wall | Partition Wall
OST_Walls |  | Basic Wall | A-M_WT 71 | Wall | Wall Finish
OST_Walls |  | Basic Wall | 200 mm Wall Thick | Wall | Block Wall
OST_Walls |  | Basic Wall | A-M_WT 52 | Wall | Wall Finish
OST_Walls |  | Basic Wall | A-M_INT 215 mm Wall Thick GF 2 side | Wall | Block Wall
OST_Walls |  | Basic Wall | A-M_70mm metal stud partition | Wall | Partition Wall
OST_Walls |  | Basic Wall | 235 mm Wall Thick | Wall | Block Wall
OST_Walls |  | Basic Wall | 280 mm Wall Thick both | Wall | Block Wall
OST_Walls |  | Basic Wall | 170 mm Wall Thick | Wall | Block Wall
OST_Walls |  | Basic Wall | 215 mm Wall Thick Both side | Wall | Block Wall
OST_Walls |  | Basic Wall | 270 mm Wall Thick Both side | Wall | Block Wall
OST_Walls |  | Basic Wall | 220 mm Wall Thick Both side | Wall | Block Wall
OST_Walls |  | Basic Wall | 250 mm Wall Thick GF | Wall | Block Wall
OST_Walls |  | Basic Wall | 100 mm Wall Thick | Wall | Partition Wall
OST_Walls |  | Basic Wall | A-M_WT 38 | Wall | Wall Finish
OST_Walls |  | Basic Wall | 275 mm Wall Thick Both side | Wall | Block Wall
OST_Walls |  | Basic Wall | A-M_WT.34 | Wall | Wall Finish
OST_Walls |  | Basic Wall | A-M_WT 32 | Wall | Wall Finish
OST_Walls |  | Basic Wall | A-M_WT 35 | Wall | Wall Finish
OST_Walls |  | Basic Wall | A-M_WT 37 | Wall | Wall Finish
OST_Walls |  | Basic Wall | FIN WALL | Wall | Wall Finish
OST_Walls |  | Basic Wall | A-M_WT 36 | Wall | Wall Finish
OST_Walls |  | Basic Wall | A-M_WT 11 | Wall | Wall Finish
OST_Walls |  | Basic Wall | A-M_WT 51 | Wall | Wall Finish
OST_Walls |  | Basic Wall | A-M_WT 12 | Wall | Wall Finish
OST_Walls |  | Basic Wall | A-M_100mm Wall | Wall | Partition Wall
OST_Walls |  | Basic Wall | Internal Finish 2 | Wall | Wall Finish
OST_Walls |  | Basic Wall | A-M_WT 21 | Wall | Wall Finish
OST_Walls |  | Basic Wall | Cage wall | Wall | Wall Finish
OST_Walls |  | Basic Wall | Metal Panel (Lift ) | Wall | Wall Finish
OST_Walls |  | Basic Wall | A-M_120mm Wall | Wall | Partition Wall
OST_Walls |  | Curtain Wall | Storefront | Glazing | Glazing - Exterior
OST_Walls |  | Curtain Wall | Rain drop cladding wall | Curtain Wall | Rain Drop Cladding Wall
OST_Walls |  | Curtain Wall | Curtain Wall | Wall | Glass Partition
OST_Walls |  | Curtain Wall | External Glazing 1 | Glazing | Glazing - Exterior
OST_Walls |  | Curtain Wall | Atrium Glass Wall | Glazing | Glazing - Atrium
OST_Walls |  | Curtain Wall | Rain drop cladding wall 2 | Curtain Wall | Rain Drop Cladding Wall
OST_Walls |  | Curtain Wall | Roof Lighting wall | Glazing | Glazing - Atrium
OST_Walls |  | Curtain Wall | Exterior Glazing 2 | Glazing | Glazing - Exterior
OST_Walls |  | Curtain Wall | Exterior Glazing | Glazing | Glazing - Exterior
OST_Walls |  | Curtain Wall | Louvered Screen wall | Wall | Louvered Wall
OST_Walls |  | Curtain Wall | Louvered Screen wall_ | Wall | Louvered Wall
OST_Walls |  | Curtain Wall | Enterance galss | Wall | Glass Wall
OST_Walls |  | Curtain Wall | ALU Craft | Glazing | Glazing - Exterior
OST_Walls |  | Roof Cladding wall | Roof Cladding wall | Wall | Wall Flashing
OST_Windows |  | Awning_and_fixed_glass_panels_multi_window_10652_single window 2 | G1-002 | Glazing | Glazing - Exterior
OST_Windows |  | Awning_and_fixed_glass_panels_multi_window_10652_single window 2 | G1-001 | Glazing | Glazing - Exterior
OST_Windows |  | Awning_and_fixed_glass_panels_multi_window_10652_single window 2 | G1-004 | Glazing | Glazing - Exterior
OST_Windows |  | Awning_and_fixed_glass_panels_multi_window_10652_single window 2 | G1-003 | Glazing | Glazing - Exterior
|  |  |  | IPUT Documents | Architectural
|  |  |  | IPUT Documents | Communications
|  |  |  | IPUT Documents | Electrical
|  |  |  | IPUT Documents | Fire Protection
|  |  |  | IPUT Documents | Fire Safety
|  |  |  | IPUT Documents | Groundworks
|  |  |  | IPUT Documents | Health and safety
|  |  |  | IPUT Documents | IT
|  |  |  | IPUT Documents | Landscaping
|  |  |  | IPUT Documents | Mechanical
|  |  |  | IPUT Documents | Mechanical & Electrical
|  |  |  | IPUT Documents | Other
|  |  |  | IPUT Documents | Plumbing
|  |  |  | IPUT Documents | Safety
|  |  |  | IPUT Documents | Security
|  |  |  | IPUT Documents | Site
|  |  |  | IPUT Documents | Structural

## dtcat
dtCategory
Cable Tray and Fittings
Plumbing Fixtures
Ceiling
Safety and Security
Comms Devices
Fire Protection
Plumbing Pipe and Fittings
Electrical Conduit and Fittings
Curtain Wall
Wall
Glazing
Door - External
Door - Internal
Mechanical Equipment
Duct and Fittings
Electrical Devices
Comms Equipment
Mechanical Devices
Electrical Equipment
Floor
Floor Finish
Site
Joinery
Structural
Ignore
Lighting Devices
Lighting Fixtures
Plumbing Devices
Railing
Roof
Partition
Elevator
Stairs
Structural Framing
IPUT Documents

## dttype
dtType
190mm max riser
2-Way Breeching Valve
Access Control Reader
Access Controller
Accessible Toilet
ACP
Air Sampling Point
Air Sampling Smoke Detection Panel
Air Sampling Smoke Detection Pipe
Air Vent Valve
AOV
Architectural
ASP
Assembled
Attenuator
Automatic Opening Vent Control Panel
Balancing Valve
Ball Valve
Basic Roof
Battery Backed Emergency Lighting
BIS
BL
Block Wall
BMS Controller
Boiler
Bracket
Butterfly Valve
Cable Basket
Cable Tray Fire Alarm
Cable Tray Fittings
Cable Tray LV
Cafe/ Retain Sub Distribution Board
Calorifier
Car Park Ramp
Cast-in-Place
Check Valve
Chilled Water Pump
Circular Column
Colt Extract Panel
Combined Smoke and Heat Detectors
Combined Sounder & Strobe
Communication Rack
Communications
Concealed Sprinkler
Conduit Fitting
Curtain Panel
DC
Disabled Access Controller
Disabled Access Door Release
Disabled Elevator
Disabled Pull Cord Switch
Disabled Refuge Alarm
Discharge Pump
Distribution Panel
Door Release Button
Dosing Pot
Double Flush Door
Double Pole Isolator
Draincock
DRAP
DREU
Dry Riser
DTAP
Electric Car Charging Point
Electric Heater
Electrical
Electro Magnetic Lock
Elevator Door
Emergency Lighting
ESP Door
Exhaust Fan
External Dome Camera
Extract Air Handling Unit
Extract Grill
Fall Arrest System
Fan Coil Unit
FAP
FCU
Finished Floor
Fire Alarm Panel
Fire Curtain
Fire Damper
Fire Extinguisher - CO2 2Kg
Fire Extinguisher - CO2 5Kg
Fire Extinguisher - Water CO2
Fire Protection
Fire Protection Pipe
Fire Pump
Fire Safety
Fireman Switch
Fitting
Flex Duct
Flex Pipe
Flexible Pipe
Float Valve
Flood Barrier
Floor Drain
Floor Paint Finish
Floor Socket
FRS
Gas Detection Panel
Gas Meter
Gate Valve
GD
General Toilet
Generator
Generator Change Over Board
Glass Partition
Glass Roof
Glass Wall
Glazing - Atrium
Glazing - Exterior
Glazing - Interior
Green Break Glass Unit w AOV
Groundworks
Gusset Plate Connection
Hand Dryer
Handrail
Health and safety
Heat Exchanger
Heat Meter
Hose Reel Cabinet
Hot Water Pump
HVAC Pipe
Hydrant Valve
IAP
Ignore
Internal Dome Camera
Intruder Alarm Keypad
Intruder Alarm Panel
Intruder Alarm Sounder
IP Video and Audio Device
Isolation Valve
Isolator Switch
IT
Jet Fan
Junction Box
Key Switch
Ladder Cable Tray
Landlord Main Distribution Board
Landlord Sub Distribution Board
Landscaping
Lighting Switch
Lightning Arrestor
Louvered Fence
Louvered Wall
Manual Call Point
MD
Mechanical
Mechanical & Electrical
Monitor
Monolithic Run
Motorized Valve
Mullion
Natural Gas Pipe
Network Video Recorder
Non-Monolithic Run
Oil Fill Cabinet
Other
Pad Foundation
Partition Wall
Passenger Elevator
Pendant Sprinkler
Perforated Cable Tray
Photocell
Pier
Pile
Pile Cap
Pipe Fitting
PIR Sensor
PIR Sensor - Lighting
Plant
Planter box
Plaster Board Ceiling
Plumbing
Point Smoke Detectors
Precast
Pressure Valve
Pressurization Equipment
Radiator
Rain Drop Cladding Wall
RC Beam
RC Wall
RD
Reception Table
Recessed Downlight
Recessed Lighting
Recessed Spotlight
Rectangular Column
Rectangular Duct
Repeater Panel
Return Air Grills & Diffusers
Revolving Door
Road
Roof Panel
Roof Terminal Cowl
Room Controller
Room Temperature Sensor
Round Duct
Safety
Screw Chiller
Security
Shower
Shunt Pump
Side Wall Sprinkler
Single Cold Room
Single Door
Single Flush Door
Single Glass Door
Single Pole Isolator
Sink
Sink - Counter Top
Site
Site Signage
Slab with thickened edge
Smoke Control Panel
Soil Fill
Solenoid Valve
Square Column
Square Hollow Section
Stairs Ceiling
Standard
Steel Bracing
Steel Pipe Section
Steel Section
Stone Cladding System
Storage Tank
Structural
Structural Floor
Strut
SU
Supply Air Grills & Diffusers
Supply Air Handling Unit
Supports
SV
Tapered RC Beam
Telephone
Telephone Outlet
Temperature Gauge
Temperature Sensor
Tenant Main Distribution Board
Tenant Sub Distribution Board
Test Plug
Three Pole Isolator
Toilet Exhaust Fan
Toilet Partition
Transducer
Trunking
Truss
Turnstile
Twin Data Outlet
Twin Switched Socket
Union
Urinal
US
Variable Speed Drive
Voice Alarm Speaker
Volume Control Damper
Wall Finish
Wall Flashing
Wall Lighting
Wall Panel
Water Meter
Water Pipe
Wet Alarm Valve
WiFi Access Point
Y Strainer
Zone Valve
duct access door
Switched Fused Spur
Carpark Floor
CARPET FINISHED FLOOR
Air Vent Valve

## Sheet4
Row Labels
`
(blank)
Cable Tray and Fittings
Cable Basket
Cable Tray Fire Alarm
Cable Tray Fittings
Cable Tray LV
Ladder Cable Tray
Perforated Cable Tray
Trunking
Ceiling
Plaster Board Ceiling
Suspended Ceiling
Comms Devices
Telephone
Telephone Outlet
Twin Data Outlet
WiFi Access Point
Comms Equipment
Communication Rack
Monitor
Curtain Wall
Curtain Panel
Mullion
Rain Drop Cladding Wall
Stone Cladding System
Door - External
Double Flush Door
ESP Door
Louvered Fence
Revolving Door
Single Flush Door
Single Glass Door
Door - Internal
Double Flush Door
Duct Access Door
Elevator Door
Fire Curtain
Single Cold Room
Single Door
Single Flush Door
Single Glass Door
Duct and Fittings
Fitting
Flex Duct
Rectangular Duct
Round Duct
Electrical Conduit and Fittings
Conduit Fitting
Junction Box
Electrical Devices
BMS Controller
Double Pole Isolator
Fireman Switch
Floor Socket
Hand Dryer
Isolator Switch
Lightning Arrestor
Standard
Switched Fused Spur
Three Pole Isolator
Twin Switched Socket
Electrical Equipment
Cafe/ Retain Sub Distribution Board
Distribution Panel
Electric Car Charging Point
Electric Heater
Fire Fighting Shaft Service SDB
Generator
Generator Change Over Board
Landlord Main Distribution Board
Landlord Sub Distribution Board
Tenant Main Distribution Board
Tenant Sub Distribution Board
Variable Speed Drive
Elevator
Disabled Elevator
Passenger Elevator
Fire Protection
Air Sampling Smoke Detection Panel
Air Sampling Smoke Detection Pipe
Combined Smoke and Heat Detectors
Combined Sounder & Strobe
Dry Riser
Fire Alarm Panel
Fire Extinguisher - CO2 2Kg
Fire Extinguisher - CO2 5Kg
Fire Extinguisher - Water CO2
Gas Detection Panel
Hose Reel Cabinet
Manual Call Point
Point Smoke Detectors
Repeater Panel
Smoke Control Panel
Floor
Structural Floor
Floor - Non Structural
Raised Access Floor
Floor Finish
Carpark Floor
Carpet Finished Floor
Finished Floor
Porcelain / Ceramic Floor Tiles
Stone Floor Finish
Top Roof Flooring
Vinyl Floor Finish
Glazing
Glazing - Atrium
Glazing - Exterior
Glazing - Interior
IPUT Documents
Architectural
Communications
Electrical
Fire Protection
Fire Safety
Groundworks
Health and safety
IT
Landscaping
Mechanical
Mechanical & Electrical
Other
Plumbing
Safety
Security
Site
Structural
Joinery
Reception Table
Lighting Devices
Lighting Switch
Photocell
Lighting Fixtures
Battery Backed Emergency Lighting
Emergency Lighting
Recessed Downlight
Recessed Lighting
Recessed Spotlight
Wall Lighting
Mechanical Devices
Room Controller
Room Temperature Sensor
Transducer
Mechanical Equipment
Air Seperator
Attenuator
Boiler
Calorifier
Chilled Water Pump
Colt Extract Panel
Discharge Pump
Dosing Pot
Exhaust Fan
Expansion Tank
Extract Air Handling Unit
Extract Grill
Fan Coil Unit
Fire Damper
Fire Pump
Heat Exchanger
Hot Water Pump
Jet Fan
Oil Fill Cabinet
Pressurization Equipment
Radiator
Return Air Grills & Diffusers
Roof Terminal Cowl
Screw Chiller
Shunt Pump
Storage Tank
Supply Air Grills & Diffusers
Supply Air Handling Unit
Toilet Exhaust Fan
Volume Control Damper
Partition
Toilet Partition
Plumbing Devices
Air Vent Valve
Balancing Valve
Ball Valve
Butterfly Valve
Check Valve
Float Valve
Gas Meter
Gate Valve
Heat Meter
Hydrant Valve
Isolation Valve
Motorized Valve
Non Return Valve
oad Sensing Valve
Pressure Gauge
Pressure Valve
Solenoid Valve
Temperature Gauge
Temperature Sensor
Water Meter
Wet Alarm Valve
Zone Valve
Plumbing Equipment
Cold Water Booster Pump
Main Water Pump
Plumbing Fixtures
Accessible Toilet
Concealed Sprinkler
General Toilet
Pendant Sprinkler
Shower
Side Wall Sprinkler
Sink
Urinal
Plumbing Pipe and Fittings
Draincock
Fire Protection Pipe
Flex Pipe
Flexible Pipe
Floor Drain
HVAC Pipe
Natural Gas Pipe
Pipe Fitting
Test Plug
Union
Water Pipe
Y Strainer
Railing
Handrail
Roof
Basic Roof
Glass Roof
Safety and Security
Access Control Reader
Access Controller
Air Sampling Point
Automatic Opening Vent Control Panel
Disabled Pull Cord Switch
Disabled Refuge Alarm
Door Release Button
Electro Magnetic Lock
External Dome Camera
Fall Arrest System
Green Break Glass Unit w AOV
Internal Dome Camera
Intruder Alarm Keypad
Intruder Alarm Panel
Intruder Alarm Sounder
IP Video and Audio Device
Junction Box
Key Switch
Network Video Recorder
PIR Sensor
PIR Sensor - Lighting
Turnstile
Voice Alarm Speaker
Site
Car Park Ramp
Flood Barrier
Plant
Planter box
Site Signage
Soil Fill
Stairs
190mm max riser
Assembled
Cast-in-Place
Handrail
Monolithic Run
Non-Monolithic Run
Precast
Structural
Circular Column
Gusset Plate Connection
Pad Foundation
Pier
Pile
Pile Cap
Rectangular Column
Slab with thickened edge
Square Column
Square Hollow Section
Steel Bracing
Supports
Structural Framing
RC Beam
Steel Pipe Section
Steel Section
Strut
Tapered RC Beam
Truss
Wall
Block Wall
Glass Partition
Glass Wall
Louvered Wall
Partition Wall
RC Wall
Roof Panel
Wall Finish
Wall Flashing
Wall Panel
(blank)
(blank)
Grand Total